## Assets
Name | Category | Description | Location | Status | Barcode | External Id
Required COBie-standard field (Component.Name) / (AssetIdentifier) | Required COBie-standard field (Component.TypeName) Category structure will be automatically generated if it does not exist in the project Separate Category levels with > Format example: Mechanical Mechanical > Air Handling Units (AHU's) Mechanical > Air Handling Units (AHU's) > Air Cooled Chiller | Optional COBie-standard field (Component.Description) | Optional COBie-standard field (Component.Space) If filled in, must match location on project. Invalid inputs will be ignored Separate levels with > Format example: Building Building > Floor Building > Floor > Room | Required Must exactly match an equipment status on the project. TIP - Set up your equipment statuses first, before you import. Default Options: Specified Ordered Delivered Installed Pre-Start-up Start-up Pre-Functional Performance Tests Functional Performance Tests Acceptance Post-Acceptance | Optional COBie-standard field (Component.BarCode) | Required for viewer sample Must exactly match the Element.UniqueId of an element inside Revit project for indentifying in the viewer. Ref: https://www.revitapidocs.com/2020/f9a9cb77-6913-6d41-ecf5-4398a24e8ff8.htm
REMINDER: Don't delete or rename columns - the spreadsheet will not import. It is OK to delete the rows below, including the sample data.
Name | Category | Description | Location | Status | Barcode | External Id
521858 | Air Terminals > M_Exhaust Grill > 600 x 600 Face 300 x 300 Connection |  | Level 2 > WC D I | Specified |  | f056ea9d-8fba-434e-80ce-46b4df0ea740-0007f682
442138 | Air Terminals > M_Exhaust Grill > 600 x 600 Face 300 x 300 Connection |  | Level 2 > WC D II | Specified |  | 9bb81276-09be-4795-9e22-aa1e20329f1a-0006bf1a
521663 | Air Terminals > M_Exhaust Grill > 600 x 600 Face 300 x 300 Connection |  | Level 2 > WC H I | Specified |  | f056ea9d-8fba-434e-80ce-46b4df0ea740-0007f5bf
442050 | Air Terminals > M_Exhaust Grill > 600 x 600 Face 300 x 300 Connection |  | Level 2 > WC H II | Specified |  | 9bb81276-09be-4795-9e22-aa1e20329f1a-0006bec2
522330 | Air Terminals > M_Exhaust Grill > 600 x 600 Face 300 x 300 Connection |  | Level 3 > WC D I | Specified |  | 5276c85d-8641-4edc-af8e-2506782e9e53-0007f85a
522312 | Air Terminals > M_Exhaust Grill > 600 x 600 Face 300 x 300 Connection |  | Level 3 > WC H I | Specified |  | 5276c85d-8641-4edc-af8e-2506782e9e53-0007f848
431155 | Air Terminals > M_Return Diffuser > 600 x 600 Face 300 x 300 Connection |  | Level 2 > Admin | Specified |  | 96e412fd-60ab-4ce0-b926-ed5dc33ddd0e-00069433
430655 | Air Terminals > M_Return Diffuser > 600 x 600 Face 300 x 300 Connection |  | Level 2 > Archive | Specified |  | 96e412fd-60ab-4ce0-b926-ed5dc33ddd0e-0006923f
431276 | Air Terminals > M_Return Diffuser > 600 x 600 Face 300 x 300 Connection |  | Level 2 > Cleaning | Specified |  | 96e412fd-60ab-4ce0-b926-ed5dc33ddd0e-000694ac
430663 | Air Terminals > M_Return Diffuser > 600 x 600 Face 300 x 300 Connection |  | Level 2 > Copy | Specified |  | 96e412fd-60ab-4ce0-b926-ed5dc33ddd0e-00069247
431304 | Air Terminals > M_Return Diffuser > 600 x 600 Face 300 x 300 Connection |  | Level 2 > EDP I | Specified |  | 96e412fd-60ab-4ce0-b926-ed5dc33ddd0e-000694c8
431365 | Air Terminals > M_Return Diffuser > 600 x 600 Face 300 x 300 Connection |  | Level 2 > EDP I | Specified |  | 96e412fd-60ab-4ce0-b926-ed5dc33ddd0e-00069505
430875 | Air Terminals > M_Return Diffuser > 600 x 600 Face 300 x 300 Connection |  | Level 2 > EDP II | Specified |  | 96e412fd-60ab-4ce0-b926-ed5dc33ddd0e-0006931b
430885 | Air Terminals > M_Return Diffuser > 600 x 600 Face 300 x 300 Connection |  | Level 2 > EDP II | Specified |  | 96e412fd-60ab-4ce0-b926-ed5dc33ddd0e-00069325
430893 | Air Terminals > M_Return Diffuser > 600 x 600 Face 300 x 300 Connection |  | Level 2 > EDP II | Specified |  | 96e412fd-60ab-4ce0-b926-ed5dc33ddd0e-0006932d
431111 | Air Terminals > M_Return Diffuser > 600 x 600 Face 300 x 300 Connection |  | Level 2 > EDP II | Specified |  | 96e412fd-60ab-4ce0-b926-ed5dc33ddd0e-00069407
430965 | Air Terminals > M_Return Diffuser > 600 x 600 Face 300 x 300 Connection |  | Level 2 > EDP III | Specified |  | 96e412fd-60ab-4ce0-b926-ed5dc33ddd0e-00069375
430987 | Air Terminals > M_Return Diffuser > 600 x 600 Face 300 x 300 Connection |  | Level 2 > EDP IV | Specified |  | 96e412fd-60ab-4ce0-b926-ed5dc33ddd0e-0006938b
431014 | Air Terminals > M_Return Diffuser > 600 x 600 Face 300 x 300 Connection |  | Level 2 > EDP IV | Specified |  | 96e412fd-60ab-4ce0-b926-ed5dc33ddd0e-000693a6
431048 | Air Terminals > M_Return Diffuser > 600 x 600 Face 300 x 300 Connection |  | Level 2 > EDP IV | Specified |  | 96e412fd-60ab-4ce0-b926-ed5dc33ddd0e-000693c8
431072 | Air Terminals > M_Return Diffuser > 600 x 600 Face 300 x 300 Connection |  | Level 2 > EDP IV | Specified |  | 96e412fd-60ab-4ce0-b926-ed5dc33ddd0e-000693e0
431316 | Air Terminals > M_Return Diffuser > 600 x 600 Face 300 x 300 Connection |  | Level 2 > EDP Management | Specified |  | 96e412fd-60ab-4ce0-b926-ed5dc33ddd0e-000694d4
606993 | Air Terminals > M_Return Diffuser > 600 x 600 Face 300 x 300 Connection |  | Level 2 > Laboratory I | Specified |  | a45477e2-e0f7-4508-9229-3dd7d76a9d94-00094311
607066 | Air Terminals > M_Return Diffuser > 600 x 600 Face 300 x 300 Connection |  | Level 2 > Laboratory I | Specified |  | a45477e2-e0f7-4508-9229-3dd7d76a9d94-0009435a
431296 | Air Terminals > M_Return Diffuser > 600 x 600 Face 300 x 300 Connection |  | Level 2 > Meeting Room I | Specified |  | 96e412fd-60ab-4ce0-b926-ed5dc33ddd0e-000694c0
430641 | Air Terminals > M_Return Diffuser > 600 x 600 Face 300 x 300 Connection |  | Level 2 > Meeting Room II | Specified |  | 96e412fd-60ab-4ce0-b926-ed5dc33ddd0e-00069231
431330 | Air Terminals > M_Return Diffuser > 600 x 600 Face 300 x 300 Connection |  | Level 2 > Server Space | Specified |  | 96e412fd-60ab-4ce0-b926-ed5dc33ddd0e-000694e2
430699 | Air Terminals > M_Return Diffuser > 600 x 600 Face 300 x 300 Connection |  | Level 2 > Staff Rom | Specified |  | 96e412fd-60ab-4ce0-b926-ed5dc33ddd0e-0006926b
430709 | Air Terminals > M_Return Diffuser > 600 x 600 Face 300 x 300 Connection |  | Level 2 > Staff Rom | Specified |  | 96e412fd-60ab-4ce0-b926-ed5dc33ddd0e-00069275
430715 | Air Terminals > M_Return Diffuser > 600 x 600 Face 300 x 300 Connection |  | Level 2 > Staff Rom | Specified |  | 96e412fd-60ab-4ce0-b926-ed5dc33ddd0e-0006927b
431387 | Air Terminals > M_Return Diffuser > 600 x 600 Face 300 x 300 Connection |  | Level 2 > Staff Rom | Specified |  | 96e412fd-60ab-4ce0-b926-ed5dc33ddd0e-0006951b
431163 | Air Terminals > M_Return Diffuser > 600 x 600 Face 300 x 300 Connection |  | Level 2 > Stock | Specified |  | 96e412fd-60ab-4ce0-b926-ed5dc33ddd0e-0006943b
431284 | Air Terminals > M_Return Diffuser > 600 x 600 Face 300 x 300 Connection |  | Level 2 > Student Council | Specified |  | 96e412fd-60ab-4ce0-b926-ed5dc33ddd0e-000694b4
509786 | Air Terminals > M_Return Diffuser > 600 x 600 Face 300 x 300 Connection |  | Level 3 > Auditorium I | Specified |  | 7c4a8b26-bf88-4896-bda4-a8d8dfbab814-0007c75a
509803 | Air Terminals > M_Return Diffuser > 600 x 600 Face 300 x 300 Connection |  | Level 3 > Auditorium II | Specified |  | 7c4a8b26-bf88-4896-bda4-a8d8dfbab814-0007c76b
509804 | Air Terminals > M_Return Diffuser > 600 x 600 Face 300 x 300 Connection |  | Level 3 > Auditorium II | Specified |  | 7c4a8b26-bf88-4896-bda4-a8d8dfbab814-0007c76c
509723 | Air Terminals > M_Return Diffuser > 600 x 600 Face 300 x 300 Connection |  | Level 3 > Chemistry | Specified |  | 7c4a8b26-bf88-4896-bda4-a8d8dfbab814-0007c71b
509724 | Air Terminals > M_Return Diffuser > 600 x 600 Face 300 x 300 Connection |  | Level 3 > Chemistry | Specified |  | 7c4a8b26-bf88-4896-bda4-a8d8dfbab814-0007c71c
509826 | Air Terminals > M_Return Diffuser > 600 x 600 Face 300 x 300 Connection |  | Level 3 > Hall I | Specified |  | 7c4a8b26-bf88-4896-bda4-a8d8dfbab814-0007c782
509866 | Air Terminals > M_Return Diffuser > 600 x 600 Face 300 x 300 Connection |  | Level 3 > Hall I | Specified |  | 7c4a8b26-bf88-4896-bda4-a8d8dfbab814-0007c7aa
509899 | Air Terminals > M_Return Diffuser > 600 x 600 Face 300 x 300 Connection |  | Level 3 > Hall II | Specified |  | 7c4a8b26-bf88-4896-bda4-a8d8dfbab814-0007c7cb
509900 | Air Terminals > M_Return Diffuser > 600 x 600 Face 300 x 300 Connection |  | Level 3 > Hall II | Specified |  | 7c4a8b26-bf88-4896-bda4-a8d8dfbab814-0007c7cc
509916 | Air Terminals > M_Return Diffuser > 600 x 600 Face 300 x 300 Connection |  | Level 3 > Hall III | Specified |  | 7c4a8b26-bf88-4896-bda4-a8d8dfbab814-0007c7dc
509917 | Air Terminals > M_Return Diffuser > 600 x 600 Face 300 x 300 Connection |  | Level 3 > Hall III | Specified |  | 7c4a8b26-bf88-4896-bda4-a8d8dfbab814-0007c7dd
509961 | Air Terminals > M_Return Diffuser > 600 x 600 Face 300 x 300 Connection |  | Level 3 > Hall IV | Specified |  | 7c4a8b26-bf88-4896-bda4-a8d8dfbab814-0007c809
509962 | Air Terminals > M_Return Diffuser > 600 x 600 Face 300 x 300 Connection |  | Level 3 > Hall IV | Specified |  | 7c4a8b26-bf88-4896-bda4-a8d8dfbab814-0007c80a
509511 | Air Terminals > M_Return Diffuser > 600 x 600 Face 300 x 300 Connection |  | Level 3 > Hall IX | Specified |  | 7c4a8b26-bf88-4896-bda4-a8d8dfbab814-0007c647
509543 | Air Terminals > M_Return Diffuser > 600 x 600 Face 300 x 300 Connection |  | Level 3 > Hall IX | Specified |  | 7c4a8b26-bf88-4896-bda4-a8d8dfbab814-0007c667
509564 | Air Terminals > M_Return Diffuser > 600 x 600 Face 300 x 300 Connection |  | Level 3 > Hall IX | Specified |  | 7c4a8b26-bf88-4896-bda4-a8d8dfbab814-0007c67c
509604 | Air Terminals > M_Return Diffuser > 600 x 600 Face 300 x 300 Connection |  | Level 3 > Hall IX | Specified |  | 7c4a8b26-bf88-4896-bda4-a8d8dfbab814-0007c6a4
509984 | Air Terminals > M_Return Diffuser > 600 x 600 Face 300 x 300 Connection |  | Level 3 > Hall V | Specified |  | 7c4a8b26-bf88-4896-bda4-a8d8dfbab814-0007c820
509985 | Air Terminals > M_Return Diffuser > 600 x 600 Face 300 x 300 Connection |  | Level 3 > Hall V | Specified |  | 7c4a8b26-bf88-4896-bda4-a8d8dfbab814-0007c821
509486 | Air Terminals > M_Return Diffuser > 600 x 600 Face 300 x 300 Connection |  | Level 3 > Hall VI | Specified |  | 7c4a8b26-bf88-4896-bda4-a8d8dfbab814-0007c62e
509487 | Air Terminals > M_Return Diffuser > 600 x 600 Face 300 x 300 Connection |  | Level 3 > Hall VI | Specified |  | 7c4a8b26-bf88-4896-bda4-a8d8dfbab814-0007c62f
509416 | Air Terminals > M_Return Diffuser > 600 x 600 Face 300 x 300 Connection |  | Level 3 > Hall VII | Specified |  | 7c4a8b26-bf88-4896-bda4-a8d8dfbab814-0007c5e8
509417 | Air Terminals > M_Return Diffuser > 600 x 600 Face 300 x 300 Connection |  | Level 3 > Hall VII | Specified |  | 7c4a8b26-bf88-4896-bda4-a8d8dfbab814-0007c5e9
509286 | Air Terminals > M_Return Diffuser > 600 x 600 Face 300 x 300 Connection |  | Level 3 > Hall VIII | Specified |  | 7c4a8b26-bf88-4896-bda4-a8d8dfbab814-0007c566
509375 | Air Terminals > M_Return Diffuser > 600 x 600 Face 300 x 300 Connection |  | Level 3 > Hall VIII | Specified |  | 7c4a8b26-bf88-4896-bda4-a8d8dfbab814-0007c5bf
509638 | Air Terminals > M_Return Diffuser > 600 x 600 Face 300 x 300 Connection |  | Level 3 > Hall X | Specified |  | 7c4a8b26-bf88-4896-bda4-a8d8dfbab814-0007c6c6
509639 | Air Terminals > M_Return Diffuser > 600 x 600 Face 300 x 300 Connection |  | Level 3 > Hall X | Specified |  | 7c4a8b26-bf88-4896-bda4-a8d8dfbab814-0007c6c7
509762 | Air Terminals > M_Return Diffuser > 600 x 600 Face 300 x 300 Connection |  | Level 3 > Physics | Specified |  | 7c4a8b26-bf88-4896-bda4-a8d8dfbab814-0007c742
509816 | Air Terminals > M_Return Diffuser > 600 x 600 Face 300 x 300 Connection |  | Level 3 > Reserve | Specified |  | 7c4a8b26-bf88-4896-bda4-a8d8dfbab814-0007c778
536867 | Air Terminals > M_Supply Diffuser - Rectangular Face Round Neck > 600x600 - 200 Neck |  | Level 2 > Doctor | Specified |  | a4d2a650-712c-4311-9076-3ed139255683-00083123
536994 | Air Terminals > M_Supply Diffuser - Rectangular Face Round Neck > 600x600 - 200 Neck |  | Level 2 > Leader | Specified |  | a4d2a650-712c-4311-9076-3ed139255683-000831a2
537002 | Air Terminals > M_Supply Diffuser - Rectangular Face Round Neck > 600x600 - 200 Neck |  | Level 2 > Leader | Specified |  | a4d2a650-712c-4311-9076-3ed139255683-000831aa
537010 | Air Terminals > M_Supply Diffuser - Rectangular Face Round Neck > 600x600 - 200 Neck |  | Level 2 > Leader | Specified |  | a4d2a650-712c-4311-9076-3ed139255683-000831b2
536984 | Air Terminals > M_Supply Diffuser - Rectangular Face Round Neck > 600x600 - 200 Neck |  | Level 2 > Secretary | Specified |  | a4d2a650-712c-4311-9076-3ed139255683-00083198
414731 | Air Terminals > M_Supply Diffuser - Rectangular Face Round Neck > 600x600 - 250 Neck |  | Level 2 > Admin | Specified |  | a14ef749-6fd6-40b0-826b-20e1b4200c68-0006540b
414854 | Air Terminals > M_Supply Diffuser - Rectangular Face Round Neck > 600x600 - 250 Neck |  | Level 2 > Admin | Specified |  | a14ef749-6fd6-40b0-826b-20e1b4200c68-00065486
414359 | Air Terminals > M_Supply Diffuser - Rectangular Face Round Neck > 600x600 - 250 Neck |  | Level 2 > Archive | Specified |  | b27650ae-95a9-40d2-825e-99a3cd2edae3-00065297
414961 | Air Terminals > M_Supply Diffuser - Rectangular Face Round Neck > 600x600 - 250 Neck |  | Level 2 > Cleaning | Specified |  | ae33c839-9073-4788-9133-04dd11eea5a2-000654f1
414962 | Air Terminals > M_Supply Diffuser - Rectangular Face Round Neck > 600x600 - 250 Neck |  | Level 2 > Cleaning | Specified |  | ae33c839-9073-4788-9133-04dd11eea5a2-000654f2
414326 | Air Terminals > M_Supply Diffuser - Rectangular Face Round Neck > 600x600 - 250 Neck |  | Level 2 > Copy | Specified |  | b27650ae-95a9-40d2-825e-99a3cd2edae3-00065276
415007 | Air Terminals > M_Supply Diffuser - Rectangular Face Round Neck > 600x600 - 250 Neck |  | Level 2 > EDP I | Specified |  | 836d8811-4a0f-4127-a321-32d4ffa829f8-0006551f
415008 | Air Terminals > M_Supply Diffuser - Rectangular Face Round Neck > 600x600 - 250 Neck |  | Level 2 > EDP I | Specified |  | 836d8811-4a0f-4127-a321-32d4ffa829f8-00065520
415009 | Air Terminals > M_Supply Diffuser - Rectangular Face Round Neck > 600x600 - 250 Neck |  | Level 2 > EDP I | Specified |  | 836d8811-4a0f-4127-a321-32d4ffa829f8-00065521
415010 | Air Terminals > M_Supply Diffuser - Rectangular Face Round Neck > 600x600 - 250 Neck |  | Level 2 > EDP I | Specified |  | 836d8811-4a0f-4127-a321-32d4ffa829f8-00065522
414584 | Air Terminals > M_Supply Diffuser - Rectangular Face Round Neck > 600x600 - 250 Neck |  | Level 2 > EDP II | Specified |  | 0b63f492-99ce-4196-851a-d2abb36c22c1-00065378
414585 | Air Terminals > M_Supply Diffuser - Rectangular Face Round Neck > 600x600 - 250 Neck |  | Level 2 > EDP II | Specified |  | 0b63f492-99ce-4196-851a-d2abb36c22c1-00065379
414607 | Air Terminals > M_Supply Diffuser - Rectangular Face Round Neck > 600x600 - 250 Neck |  | Level 2 > EDP II | Specified |  | 0b63f492-99ce-4196-851a-d2abb36c22c1-0006538f
414608 | Air Terminals > M_Supply Diffuser - Rectangular Face Round Neck > 600x600 - 250 Neck |  | Level 2 > EDP II | Specified |  | 0b63f492-99ce-4196-851a-d2abb36c22c1-00065390
414628 | Air Terminals > M_Supply Diffuser - Rectangular Face Round Neck > 600x600 - 250 Neck |  | Level 2 > EDP III | Specified |  | 0b63f492-99ce-4196-851a-d2abb36c22c1-000653a4
414629 | Air Terminals > M_Supply Diffuser - Rectangular Face Round Neck > 600x600 - 250 Neck |  | Level 2 > EDP III | Specified |  | 0b63f492-99ce-4196-851a-d2abb36c22c1-000653a5
414680 | Air Terminals > M_Supply Diffuser - Rectangular Face Round Neck > 600x600 - 250 Neck |  | Level 2 > EDP IV | Specified |  | 0b63f492-99ce-4196-851a-d2abb36c22c1-000653d8
414681 | Air Terminals > M_Supply Diffuser - Rectangular Face Round Neck > 600x600 - 250 Neck |  | Level 2 > EDP IV | Specified |  | 0b63f492-99ce-4196-851a-d2abb36c22c1-000653d9
414682 | Air Terminals > M_Supply Diffuser - Rectangular Face Round Neck > 600x600 - 250 Neck |  | Level 2 > EDP IV | Specified |  | 0b63f492-99ce-4196-851a-d2abb36c22c1-000653da
414683 | Air Terminals > M_Supply Diffuser - Rectangular Face Round Neck > 600x600 - 250 Neck |  | Level 2 > EDP IV | Specified |  | 0b63f492-99ce-4196-851a-d2abb36c22c1-000653db
414704 | Air Terminals > M_Supply Diffuser - Rectangular Face Round Neck > 600x600 - 250 Neck |  | Level 2 > EDP IV | Specified |  | 0b63f492-99ce-4196-851a-d2abb36c22c1-000653f0
414705 | Air Terminals > M_Supply Diffuser - Rectangular Face Round Neck > 600x600 - 250 Neck |  | Level 2 > EDP IV | Specified |  | 0b63f492-99ce-4196-851a-d2abb36c22c1-000653f1
415040 | Air Terminals > M_Supply Diffuser - Rectangular Face Round Neck > 600x600 - 250 Neck |  | Level 2 > EDP Management | Specified |  | 836d8811-4a0f-4127-a321-32d4ffa829f8-00065540
415041 | Air Terminals > M_Supply Diffuser - Rectangular Face Round Neck > 600x600 - 250 Neck |  | Level 2 > EDP Management | Specified |  | 836d8811-4a0f-4127-a321-32d4ffa829f8-00065541
536379 | Air Terminals > M_Supply Diffuser - Rectangular Face Round Neck > 600x600 - 250 Neck |  | Level 2 > Laboratory I | Specified |  | a4d2a650-712c-4311-9076-3ed139255683-00082f3b
536380 | Air Terminals > M_Supply Diffuser - Rectangular Face Round Neck > 600x600 - 250 Neck |  | Level 2 > Laboratory I | Specified |  | a4d2a650-712c-4311-9076-3ed139255683-00082f3c
536388 | Air Terminals > M_Supply Diffuser - Rectangular Face Round Neck > 600x600 - 250 Neck |  | Level 2 > Laboratory I | Specified |  | a4d2a650-712c-4311-9076-3ed139255683-00082f44
536389 | Air Terminals > M_Supply Diffuser - Rectangular Face Round Neck > 600x600 - 250 Neck |  | Level 2 > Laboratory I | Specified |  | a4d2a650-712c-4311-9076-3ed139255683-00082f45
536266 | Air Terminals > M_Supply Diffuser - Rectangular Face Round Neck > 600x600 - 250 Neck |  | Level 2 > Laboratory II | Specified |  | a4d2a650-712c-4311-9076-3ed139255683-00082eca
536319 | Air Terminals > M_Supply Diffuser - Rectangular Face Round Neck > 600x600 - 250 Neck |  | Level 2 > Laboratory II | Specified |  | a4d2a650-712c-4311-9076-3ed139255683-00082eff
536336 | Air Terminals > M_Supply Diffuser - Rectangular Face Round Neck > 600x600 - 250 Neck |  | Level 2 > Laboratory II | Specified |  | a4d2a650-712c-4311-9076-3ed139255683-00082f10
536337 | Air Terminals > M_Supply Diffuser - Rectangular Face Round Neck > 600x600 - 250 Neck |  | Level 2 > Laboratory II | Specified |  | a4d2a650-712c-4311-9076-3ed139255683-00082f11
414985 | Air Terminals > M_Supply Diffuser - Rectangular Face Round Neck > 600x600 - 250 Neck |  | Level 2 > Meeting Room I | Specified |  | ae33c839-9073-4788-9133-04dd11eea5a2-00065509
414986 | Air Terminals > M_Supply Diffuser - Rectangular Face Round Neck > 600x600 - 250 Neck |  | Level 2 > Meeting Room I | Specified |  | ae33c839-9073-4788-9133-04dd11eea5a2-0006550a
414379 | Air Terminals > M_Supply Diffuser - Rectangular Face Round Neck > 600x600 - 250 Neck |  | Level 2 > Meeting Room II | Specified |  | b27650ae-95a9-40d2-825e-99a3cd2edae3-000652ab
415060 | Air Terminals > M_Supply Diffuser - Rectangular Face Round Neck > 600x600 - 250 Neck |  | Level 2 > Server Space | Specified |  | 836d8811-4a0f-4127-a321-32d4ffa829f8-00065554
415061 | Air Terminals > M_Supply Diffuser - Rectangular Face Round Neck > 600x600 - 250 Neck |  | Level 2 > Server Space | Specified |  | 836d8811-4a0f-4127-a321-32d4ffa829f8-00065555
379463 | Air Terminals > M_Supply Diffuser - Rectangular Face Round Neck > 600x600 - 250 Neck |  | Level 2 > Staff Rom | Specified |  | 3e918856-4041-4d31-ba0b-7a3a3b8705b8-0005ca47
414276 | Air Terminals > M_Supply Diffuser - Rectangular Face Round Neck > 600x600 - 250 Neck |  | Level 2 > Staff Rom | Specified |  | 0b097f36-b049-4e48-baaa-18b853f2e17c-00065244
414296 | Air Terminals > M_Supply Diffuser - Rectangular Face Round Neck > 600x600 - 250 Neck |  | Level 2 > Staff Rom | Specified |  | 0b097f36-b049-4e48-baaa-18b853f2e17c-00065258
414297 | Air Terminals > M_Supply Diffuser - Rectangular Face Round Neck > 600x600 - 250 Neck |  | Level 2 > Staff Rom | Specified |  | 0b097f36-b049-4e48-baaa-18b853f2e17c-00065259
414307 | Air Terminals > M_Supply Diffuser - Rectangular Face Round Neck > 600x600 - 250 Neck |  | Level 2 > Staff Rom | Specified |  | b27650ae-95a9-40d2-825e-99a3cd2edae3-00065263
414308 | Air Terminals > M_Supply Diffuser - Rectangular Face Round Neck > 600x600 - 250 Neck |  | Level 2 > Staff Rom | Specified |  | b27650ae-95a9-40d2-825e-99a3cd2edae3-00065264
414759 | Air Terminals > M_Supply Diffuser - Rectangular Face Round Neck > 600x600 - 250 Neck |  | Level 2 > Stock | Specified |  | a14ef749-6fd6-40b0-826b-20e1b4200c68-00065427
414855 | Air Terminals > M_Supply Diffuser - Rectangular Face Round Neck > 600x600 - 250 Neck |  | Level 2 > Stock | Specified |  | a14ef749-6fd6-40b0-826b-20e1b4200c68-00065487
414972 | Air Terminals > M_Supply Diffuser - Rectangular Face Round Neck > 600x600 - 250 Neck |  | Level 2 > Student Council | Specified |  | ae33c839-9073-4788-9133-04dd11eea5a2-000654fc
414973 | Air Terminals > M_Supply Diffuser - Rectangular Face Round Neck > 600x600 - 250 Neck |  | Level 2 > Student Council | Specified |  | ae33c839-9073-4788-9133-04dd11eea5a2-000654fd
490354 | Air Terminals > M_Supply Diffuser - Rectangular Face Round Neck > 600x600 - 250 Neck |  | Level 3 > Auditorium I | Specified |  | d9cd28f2-453a-42d6-acfa-e6dc6c9ca6e7-00077b72
490355 | Air Terminals > M_Supply Diffuser - Rectangular Face Round Neck > 600x600 - 250 Neck |  | Level 3 > Auditorium I | Specified |  | d9cd28f2-453a-42d6-acfa-e6dc6c9ca6e7-00077b73
490378 | Air Terminals > M_Supply Diffuser - Rectangular Face Round Neck > 600x600 - 250 Neck |  | Level 3 > Auditorium II | Specified |  | d9cd28f2-453a-42d6-acfa-e6dc6c9ca6e7-00077b8a
490379 | Air Terminals > M_Supply Diffuser - Rectangular Face Round Neck > 600x600 - 250 Neck |  | Level 3 > Auditorium II | Specified |  | d9cd28f2-453a-42d6-acfa-e6dc6c9ca6e7-00077b8b
490380 | Air Terminals > M_Supply Diffuser - Rectangular Face Round Neck > 600x600 - 250 Neck |  | Level 3 > Auditorium II | Specified |  | d9cd28f2-453a-42d6-acfa-e6dc6c9ca6e7-00077b8c
490381 | Air Terminals > M_Supply Diffuser - Rectangular Face Round Neck > 600x600 - 250 Neck |  | Level 3 > Auditorium II | Specified |  | d9cd28f2-453a-42d6-acfa-e6dc6c9ca6e7-00077b8d
490318 | Air Terminals > M_Supply Diffuser - Rectangular Face Round Neck > 600x600 - 250 Neck |  | Level 3 > Chemistry | Specified |  | d9cd28f2-453a-42d6-acfa-e6dc6c9ca6e7-00077b4e
490319 | Air Terminals > M_Supply Diffuser - Rectangular Face Round Neck > 600x600 - 250 Neck |  | Level 3 > Chemistry | Specified |  | d9cd28f2-453a-42d6-acfa-e6dc6c9ca6e7-00077b4f
490320 | Air Terminals > M_Supply Diffuser - Rectangular Face Round Neck > 600x600 - 250 Neck |  | Level 3 > Chemistry | Specified |  | d9cd28f2-453a-42d6-acfa-e6dc6c9ca6e7-00077b50
490321 | Air Terminals > M_Supply Diffuser - Rectangular Face Round Neck > 600x600 - 250 Neck |  | Level 3 > Chemistry | Specified |  | d9cd28f2-453a-42d6-acfa-e6dc6c9ca6e7-00077b51
490420 | Air Terminals > M_Supply Diffuser - Rectangular Face Round Neck > 600x600 - 250 Neck |  | Level 3 > Hall I | Specified |  | d9cd28f2-453a-42d6-acfa-e6dc6c9ca6e7-00077bb4
490421 | Air Terminals > M_Supply Diffuser - Rectangular Face Round Neck > 600x600 - 250 Neck |  | Level 3 > Hall I | Specified |  | d9cd28f2-453a-42d6-acfa-e6dc6c9ca6e7-00077bb5
490435 | Air Terminals > M_Supply Diffuser - Rectangular Face Round Neck > 600x600 - 250 Neck |  | Level 3 > Hall I | Specified |  | d9cd28f2-453a-42d6-acfa-e6dc6c9ca6e7-00077bc3
490436 | Air Terminals > M_Supply Diffuser - Rectangular Face Round Neck > 600x600 - 250 Neck |  | Level 3 > Hall I | Specified |  | d9cd28f2-453a-42d6-acfa-e6dc6c9ca6e7-00077bc4
490455 | Air Terminals > M_Supply Diffuser - Rectangular Face Round Neck > 600x600 - 250 Neck |  | Level 3 > Hall II | Specified |  | d9cd28f2-453a-42d6-acfa-e6dc6c9ca6e7-00077bd7
490456 | Air Terminals > M_Supply Diffuser - Rectangular Face Round Neck > 600x600 - 250 Neck |  | Level 3 > Hall II | Specified |  | d9cd28f2-453a-42d6-acfa-e6dc6c9ca6e7-00077bd8
490457 | Air Terminals > M_Supply Diffuser - Rectangular Face Round Neck > 600x600 - 250 Neck |  | Level 3 > Hall II | Specified |  | d9cd28f2-453a-42d6-acfa-e6dc6c9ca6e7-00077bd9
490458 | Air Terminals > M_Supply Diffuser - Rectangular Face Round Neck > 600x600 - 250 Neck |  | Level 3 > Hall II | Specified |  | d9cd28f2-453a-42d6-acfa-e6dc6c9ca6e7-00077bda
490483 | Air Terminals > M_Supply Diffuser - Rectangular Face Round Neck > 600x600 - 250 Neck |  | Level 3 > Hall III | Specified |  | d9cd28f2-453a-42d6-acfa-e6dc6c9ca6e7-00077bf3
490484 | Air Terminals > M_Supply Diffuser - Rectangular Face Round Neck > 600x600 - 250 Neck |  | Level 3 > Hall III | Specified |  | d9cd28f2-453a-42d6-acfa-e6dc6c9ca6e7-00077bf4
490485 | Air Terminals > M_Supply Diffuser - Rectangular Face Round Neck > 600x600 - 250 Neck |  | Level 3 > Hall III | Specified |  | d9cd28f2-453a-42d6-acfa-e6dc6c9ca6e7-00077bf5
490486 | Air Terminals > M_Supply Diffuser - Rectangular Face Round Neck > 600x600 - 250 Neck |  | Level 3 > Hall III | Specified |  | d9cd28f2-453a-42d6-acfa-e6dc6c9ca6e7-00077bf6
490508 | Air Terminals > M_Supply Diffuser - Rectangular Face Round Neck > 600x600 - 250 Neck |  | Level 3 > Hall IV | Specified |  | d9cd28f2-453a-42d6-acfa-e6dc6c9ca6e7-00077c0c
490509 | Air Terminals > M_Supply Diffuser - Rectangular Face Round Neck > 600x600 - 250 Neck |  | Level 3 > Hall IV | Specified |  | d9cd28f2-453a-42d6-acfa-e6dc6c9ca6e7-00077c0d
490510 | Air Terminals > M_Supply Diffuser - Rectangular Face Round Neck > 600x600 - 250 Neck |  | Level 3 > Hall IV | Specified |  | d9cd28f2-453a-42d6-acfa-e6dc6c9ca6e7-00077c0e
490511 | Air Terminals > M_Supply Diffuser - Rectangular Face Round Neck > 600x600 - 250 Neck |  | Level 3 > Hall IV | Specified |  | d9cd28f2-453a-42d6-acfa-e6dc6c9ca6e7-00077c0f
490195 | Air Terminals > M_Supply Diffuser - Rectangular Face Round Neck > 600x600 - 250 Neck |  | Level 3 > Hall IX | Specified |  | d9cd28f2-453a-42d6-acfa-e6dc6c9ca6e7-00077ad3
490217 | Air Terminals > M_Supply Diffuser - Rectangular Face Round Neck > 600x600 - 250 Neck |  | Level 3 > Hall IX | Specified |  | d9cd28f2-453a-42d6-acfa-e6dc6c9ca6e7-00077ae9
490242 | Air Terminals > M_Supply Diffuser - Rectangular Face Round Neck > 600x600 - 250 Neck |  | Level 3 > Hall IX | Specified |  | d9cd28f2-453a-42d6-acfa-e6dc6c9ca6e7-00077b02
490243 | Air Terminals > M_Supply Diffuser - Rectangular Face Round Neck > 600x600 - 250 Neck |  | Level 3 > Hall IX | Specified |  | d9cd28f2-453a-42d6-acfa-e6dc6c9ca6e7-00077b03
490252 | Air Terminals > M_Supply Diffuser - Rectangular Face Round Neck > 600x600 - 250 Neck |  | Level 3 > Hall IX | Specified |  | d9cd28f2-453a-42d6-acfa-e6dc6c9ca6e7-00077b0c
490253 | Air Terminals > M_Supply Diffuser - Rectangular Face Round Neck > 600x600 - 250 Neck |  | Level 3 > Hall IX | Specified |  | d9cd28f2-453a-42d6-acfa-e6dc6c9ca6e7-00077b0d
490537 | Air Terminals > M_Supply Diffuser - Rectangular Face Round Neck > 600x600 - 250 Neck |  | Level 3 > Hall V | Specified |  | d9cd28f2-453a-42d6-acfa-e6dc6c9ca6e7-00077c29
490538 | Air Terminals > M_Supply Diffuser - Rectangular Face Round Neck > 600x600 - 250 Neck |  | Level 3 > Hall V | Specified |  | d9cd28f2-453a-42d6-acfa-e6dc6c9ca6e7-00077c2a
490539 | Air Terminals > M_Supply Diffuser - Rectangular Face Round Neck > 600x600 - 250 Neck |  | Level 3 > Hall V | Specified |  | d9cd28f2-453a-42d6-acfa-e6dc6c9ca6e7-00077c2b
490540 | Air Terminals > M_Supply Diffuser - Rectangular Face Round Neck > 600x600 - 250 Neck |  | Level 3 > Hall V | Specified |  | d9cd28f2-453a-42d6-acfa-e6dc6c9ca6e7-00077c2c
490149 | Air Terminals > M_Supply Diffuser - Rectangular Face Round Neck > 600x600 - 250 Neck |  | Level 3 > Hall VI | Specified |  | d9cd28f2-453a-42d6-acfa-e6dc6c9ca6e7-00077aa5
490150 | Air Terminals > M_Supply Diffuser - Rectangular Face Round Neck > 600x600 - 250 Neck |  | Level 3 > Hall VI | Specified |  | d9cd28f2-453a-42d6-acfa-e6dc6c9ca6e7-00077aa6
490169 | Air Terminals > M_Supply Diffuser - Rectangular Face Round Neck > 600x600 - 250 Neck |  | Level 3 > Hall VI | Specified |  | d9cd28f2-453a-42d6-acfa-e6dc6c9ca6e7-00077ab9
490170 | Air Terminals > M_Supply Diffuser - Rectangular Face Round Neck > 600x600 - 250 Neck |  | Level 3 > Hall VI | Specified |  | d9cd28f2-453a-42d6-acfa-e6dc6c9ca6e7-00077aba
490116 | Air Terminals > M_Supply Diffuser - Rectangular Face Round Neck > 600x600 - 250 Neck |  | Level 3 > Hall VII | Specified |  | d9cd28f2-453a-42d6-acfa-e6dc6c9ca6e7-00077a84
490117 | Air Terminals > M_Supply Diffuser - Rectangular Face Round Neck > 600x600 - 250 Neck |  | Level 3 > Hall VII | Specified |  | d9cd28f2-453a-42d6-acfa-e6dc6c9ca6e7-00077a85
489769 | Air Terminals > M_Supply Diffuser - Rectangular Face Round Neck > 600x600 - 250 Neck |  | Level 3 > Hall VIII | Specified |  | d9cd28f2-453a-42d6-acfa-e6dc6c9ca6e7-00077929
490068 | Air Terminals > M_Supply Diffuser - Rectangular Face Round Neck > 600x600 - 250 Neck |  | Level 3 > Hall VIII | Specified |  | d9cd28f2-453a-42d6-acfa-e6dc6c9ca6e7-00077a54
490089 | Air Terminals > M_Supply Diffuser - Rectangular Face Round Neck > 600x600 - 250 Neck |  | Level 3 > Hall VIII | Specified |  | d9cd28f2-453a-42d6-acfa-e6dc6c9ca6e7-00077a69
490090 | Air Terminals > M_Supply Diffuser - Rectangular Face Round Neck > 600x600 - 250 Neck |  | Level 3 > Hall VIII | Specified |  | d9cd28f2-453a-42d6-acfa-e6dc6c9ca6e7-00077a6a
490272 | Air Terminals > M_Supply Diffuser - Rectangular Face Round Neck > 600x600 - 250 Neck |  | Level 3 > Hall X | Specified |  | d9cd28f2-453a-42d6-acfa-e6dc6c9ca6e7-00077b20
490273 | Air Terminals > M_Supply Diffuser - Rectangular Face Round Neck > 600x600 - 250 Neck |  | Level 3 > Hall X | Specified |  | d9cd28f2-453a-42d6-acfa-e6dc6c9ca6e7-00077b21
490274 | Air Terminals > M_Supply Diffuser - Rectangular Face Round Neck > 600x600 - 250 Neck |  | Level 3 > Hall X | Specified |  | d9cd28f2-453a-42d6-acfa-e6dc6c9ca6e7-00077b22
490275 | Air Terminals > M_Supply Diffuser - Rectangular Face Round Neck > 600x600 - 250 Neck |  | Level 3 > Hall X | Specified |  | d9cd28f2-453a-42d6-acfa-e6dc6c9ca6e7-00077b23
490335 | Air Terminals > M_Supply Diffuser - Rectangular Face Round Neck > 600x600 - 250 Neck |  | Level 3 > Physics | Specified |  | d9cd28f2-453a-42d6-acfa-e6dc6c9ca6e7-00077b5f
490336 | Air Terminals > M_Supply Diffuser - Rectangular Face Round Neck > 600x600 - 250 Neck |  | Level 3 > Physics | Specified |  | d9cd28f2-453a-42d6-acfa-e6dc6c9ca6e7-00077b60
490194 | Air Terminals > M_Supply Diffuser - Rectangular Face Round Neck > 600x600 - 250 Neck |  | Level 3 > Preparation | Specified |  | d9cd28f2-453a-42d6-acfa-e6dc6c9ca6e7-00077ad2
490404 | Air Terminals > M_Supply Diffuser - Rectangular Face Round Neck > 600x600 - 250 Neck |  | Level 3 > Reserve | Specified |  | d9cd28f2-453a-42d6-acfa-e6dc6c9ca6e7-00077ba4
490405 | Air Terminals > M_Supply Diffuser - Rectangular Face Round Neck > 600x600 - 250 Neck |  | Level 3 > Reserve | Specified |  | d9cd28f2-453a-42d6-acfa-e6dc6c9ca6e7-00077ba5
630241 | Electrical Equipment > M_Circuit Breaker Switchboard > 762mmx965mm |  | Level 1 > Stock I | Specified |  | e80b7dc0-4ccf-4617-aa2f-03b4f66a28a2-00099de1
622028 | Electrical Equipment > M_Dry Type Transformer - 480-208Y120 - NEMA Type 3R > 15 kVA |  | Level 1 > Stock I | Specified |  | 4aded12f-bb3e-43d3-a764-654a0a8454e4-00097dcc
622027 | Electrical Equipment > M_Lighting and Appliance Panelboard - 208V MCB - Surface > 100 A |  | Level 1 > Stock I | Specified |  | 4aded12f-bb3e-43d3-a764-654a0a8454e4-00097dcb
581483 | Electrical Equipment > M_Lighting and Appliance Panelboard - 208V MLO - Surface > 400 A |  | Level 1 > Technology | Specified |  | d7798d38-da93-4c55-b73b-4e52c6d9b360-0008df6b
581484 | Electrical Equipment > M_Lighting and Appliance Panelboard - 208V MLO - Surface > 400 A |  | Level 1 > Technology | Specified |  | d7798d38-da93-4c55-b73b-4e52c6d9b360-0008df6c
581485 | Electrical Equipment > M_Lighting and Appliance Panelboard - 208V MLO - Surface > 400 A |  | Level 1 > Technology | Specified |  | d7798d38-da93-4c55-b73b-4e52c6d9b360-0008df6d
471580 | Electrical Equipment > M_Lighting and Appliance Panelboard - 208V MLO - Surface > 400 A |  | Level 2 > Doctor | Specified |  | 188dd814-6476-4c49-9dbd-1342d3c9c218-0007321c
471596 | Electrical Equipment > M_Lighting and Appliance Panelboard - 208V MLO - Surface > 400 A |  | Level 2 > Doctor | Specified |  | 188dd814-6476-4c49-9dbd-1342d3c9c218-0007322c
622023 | Electrical Equipment > M_Lighting and Appliance Panelboard - 480V MCB - Surface > 100 A |  | Level 1 > Stock I | Specified |  | 4aded12f-bb3e-43d3-a764-654a0a8454e4-00097dc7
622026 | Electrical Equipment > M_Lighting and Appliance Panelboard - 480V MCB - Surface > 100 A |  | Level 1 > Stock I | Specified |  | 4aded12f-bb3e-43d3-a764-654a0a8454e4-00097dca
822681 | Electrical Equipment > M_Lighting and Appliance Panelboard - 480V MCB - Surface > 400 A |  | Level 1 > Stock I | Specified |  | 378900ce-457f-440b-9a48-c29503d47a3f-000c8d99
581482 | Electrical Equipment > M_Lighting and Appliance Panelboard - 480V MLO - Surface > 125 A |  | Level 1 > Technology | Specified |  | d7798d38-da93-4c55-b73b-4e52c6d9b360-0008df6a
471705 | Electrical Equipment > M_Lighting and Appliance Panelboard - 480V MLO - Surface > 400 A |  | Level 2 > Doctor | Specified |  | 188dd814-6476-4c49-9dbd-1342d3c9c218-00073299
468119 | Electrical Fixtures > M_Duplex Receptacle > GFCI |  | Level 1 > WC D | Specified |  | 4403b060-3f13-475e-a17a-0a0bc88cc65c-00072497
468111 | Electrical Fixtures > M_Duplex Receptacle > GFCI |  | Level 1 > WC H | Specified |  | 4403b060-3f13-475e-a17a-0a0bc88cc65c-0007248f
461145 | Electrical Fixtures > M_Duplex Receptacle > GFCI |  | Level 2 > WC D I | Specified |  | 3d93f2f1-3a26-42da-a8bd-f03282da344e-00070959
461424 | Electrical Fixtures > M_Duplex Receptacle > GFCI |  | Level 2 > WC D I | Specified |  | 3d93f2f1-3a26-42da-a8bd-f03282da344e-00070a70
461124 | Electrical Fixtures > M_Duplex Receptacle > GFCI |  | Level 2 > WC H I | Specified |  | 3d93f2f1-3a26-42da-a8bd-f03282da344e-00070944
461413 | Electrical Fixtures > M_Duplex Receptacle > GFCI |  | Level 2 > WC H I | Specified |  | 3d93f2f1-3a26-42da-a8bd-f03282da344e-00070a65
457264 | Electrical Fixtures > M_Duplex Receptacle > GFCI |  | Level 3 > WC D I | Specified |  | 5afc2dec-1aa6-4277-9d87-da2d1f826fdc-0006fa30
457246 | Electrical Fixtures > M_Duplex Receptacle > GFCI |  | Level 3 > WC H I | Specified |  | 5afc2dec-1aa6-4277-9d87-da2d1f826fdc-0006fa1e
466527 | Electrical Fixtures > M_Duplex Receptacle > Standard |  | Level 1 > Archive | Specified |  | 4403b060-3f13-475e-a17a-0a0bc88cc65c-00071e5f
466535 | Electrical Fixtures > M_Duplex Receptacle > Standard |  | Level 1 > Archive | Specified |  | 4403b060-3f13-475e-a17a-0a0bc88cc65c-00071e67
466742 | Electrical Fixtures > M_Duplex Receptacle > Standard |  | Level 1 > Archive | Specified |  | 4403b060-3f13-475e-a17a-0a0bc88cc65c-00071f36
466771 | Electrical Fixtures > M_Duplex Receptacle > Standard |  | Level 1 > Archive | Specified |  | 4403b060-3f13-475e-a17a-0a0bc88cc65c-00071f53
466830 | Electrical Fixtures > M_Duplex Receptacle > Standard |  | Level 1 > Archive | Specified |  | 4403b060-3f13-475e-a17a-0a0bc88cc65c-00071f8e
465649 | Electrical Fixtures > M_Duplex Receptacle > Standard |  | Level 1 > Cafeteria | Specified |  | 4403b060-3f13-475e-a17a-0a0bc88cc65c-00071af1
465684 | Electrical Fixtures > M_Duplex Receptacle > Standard |  | Level 1 > Cafeteria | Specified |  | 4403b060-3f13-475e-a17a-0a0bc88cc65c-00071b14
470778 | Electrical Fixtures > M_Duplex Receptacle > Standard |  | Level 1 > Cafeteria | Specified |  | 16f78ad9-c039-4ede-a187-194b277fa54b-00072efa
470786 | Electrical Fixtures > M_Duplex Receptacle > Standard |  | Level 1 > Cafeteria | Specified |  | 16f78ad9-c039-4ede-a187-194b277fa54b-00072f02
465283 | Electrical Fixtures > M_Duplex Receptacle > Standard |  | Level 1 > CH/PH I | Specified |  | 4403b060-3f13-475e-a17a-0a0bc88cc65c-00071983
465284 | Electrical Fixtures > M_Duplex Receptacle > Standard |  | Level 1 > CH/PH I | Specified |  | 4403b060-3f13-475e-a17a-0a0bc88cc65c-00071984
465365 | Electrical Fixtures > M_Duplex Receptacle > Standard |  | Level 1 > CH/PH I | Specified |  | 4403b060-3f13-475e-a17a-0a0bc88cc65c-000719d5
465367 | Electrical Fixtures > M_Duplex Receptacle > Standard |  | Level 1 > CH/PH I | Specified |  | 4403b060-3f13-475e-a17a-0a0bc88cc65c-000719d7
465586 | Electrical Fixtures > M_Duplex Receptacle > Standard |  | Level 1 > CH/PH I | Specified |  | 4403b060-3f13-475e-a17a-0a0bc88cc65c-00071ab2
465588 | Electrical Fixtures > M_Duplex Receptacle > Standard |  | Level 1 > CH/PH I | Specified |  | 4403b060-3f13-475e-a17a-0a0bc88cc65c-00071ab4
465589 | Electrical Fixtures > M_Duplex Receptacle > Standard |  | Level 1 > CH/PH I | Specified |  | 4403b060-3f13-475e-a17a-0a0bc88cc65c-00071ab5
464681 | Electrical Fixtures > M_Duplex Receptacle > Standard |  | Level 1 > CH/PH Stock | Specified |  | 4403b060-3f13-475e-a17a-0a0bc88cc65c-00071729
464741 | Electrical Fixtures > M_Duplex Receptacle > Standard |  | Level 1 > CH/PH Stock | Specified |  | 4403b060-3f13-475e-a17a-0a0bc88cc65c-00071765
464834 | Electrical Fixtures > M_Duplex Receptacle > Standard |  | Level 1 > CH/PH Stock | Specified |  | 4403b060-3f13-475e-a17a-0a0bc88cc65c-000717c2
464882 | Electrical Fixtures > M_Duplex Receptacle > Standard |  | Level 1 > CH/PH Stock | Specified |  | 4403b060-3f13-475e-a17a-0a0bc88cc65c-000717f2
465036 | Electrical Fixtures > M_Duplex Receptacle > Standard |  | Level 1 > CH/PH Stock | Specified |  | 4403b060-3f13-475e-a17a-0a0bc88cc65c-0007188c
465068 | Electrical Fixtures > M_Duplex Receptacle > Standard |  | Level 1 > CH/PH Stock | Specified |  | 4403b060-3f13-475e-a17a-0a0bc88cc65c-000718ac
467681 | Electrical Fixtures > M_Duplex Receptacle > Standard |  | Level 1 > Cleaning I | Specified |  | 4403b060-3f13-475e-a17a-0a0bc88cc65c-000722e1
467683 | Electrical Fixtures > M_Duplex Receptacle > Standard |  | Level 1 > Cleaning I | Specified |  | 4403b060-3f13-475e-a17a-0a0bc88cc65c-000722e3
467701 | Electrical Fixtures > M_Duplex Receptacle > Standard |  | Level 1 > Cleaning I | Specified |  | 4403b060-3f13-475e-a17a-0a0bc88cc65c-000722f5
467702 | Electrical Fixtures > M_Duplex Receptacle > Standard |  | Level 1 > Cleaning I | Specified |  | 4403b060-3f13-475e-a17a-0a0bc88cc65c-000722f6
467726 | Electrical Fixtures > M_Duplex Receptacle > Standard |  | Level 1 > Cleaning I | Specified |  | 4403b060-3f13-475e-a17a-0a0bc88cc65c-0007230e
467345 | Electrical Fixtures > M_Duplex Receptacle > Standard |  | Level 1 > Cleaning II | Specified |  | 4403b060-3f13-475e-a17a-0a0bc88cc65c-00072191
467354 | Electrical Fixtures > M_Duplex Receptacle > Standard |  | Level 1 > Cleaning II | Specified |  | 4403b060-3f13-475e-a17a-0a0bc88cc65c-0007219a
467409 | Electrical Fixtures > M_Duplex Receptacle > Standard |  | Level 1 > Cleaning II | Specified |  | 4403b060-3f13-475e-a17a-0a0bc88cc65c-000721d1
467411 | Electrical Fixtures > M_Duplex Receptacle > Standard |  | Level 1 > Cleaning II | Specified |  | 4403b060-3f13-475e-a17a-0a0bc88cc65c-000721d3
467719 | Electrical Fixtures > M_Duplex Receptacle > Standard |  | Level 1 > Cleaning II | Specified |  | 4403b060-3f13-475e-a17a-0a0bc88cc65c-00072307
463397 | Electrical Fixtures > M_Duplex Receptacle > Standard |  | Level 1 > Corridor | Specified |  | 4403b060-3f13-475e-a17a-0a0bc88cc65c-00071225
463481 | Electrical Fixtures > M_Duplex Receptacle > Standard |  | Level 1 > Corridor | Specified |  | 4403b060-3f13-475e-a17a-0a0bc88cc65c-00071279
463554 | Electrical Fixtures > M_Duplex Receptacle > Standard |  | Level 1 > Corridor | Specified |  | 4403b060-3f13-475e-a17a-0a0bc88cc65c-000712c2
463695 | Electrical Fixtures > M_Duplex Receptacle > Standard |  | Level 1 > Corridor | Specified |  | 4403b060-3f13-475e-a17a-0a0bc88cc65c-0007134f
463701 | Electrical Fixtures > M_Duplex Receptacle > Standard |  | Level 1 > Corridor | Specified |  | 4403b060-3f13-475e-a17a-0a0bc88cc65c-00071355
463707 | Electrical Fixtures > M_Duplex Receptacle > Standard |  | Level 1 > Corridor | Specified |  | 4403b060-3f13-475e-a17a-0a0bc88cc65c-0007135b
463721 | Electrical Fixtures > M_Duplex Receptacle > Standard |  | Level 1 > Corridor | Specified |  | 4403b060-3f13-475e-a17a-0a0bc88cc65c-00071369
463777 | Electrical Fixtures > M_Duplex Receptacle > Standard |  | Level 1 > Corridor | Specified |  | 4403b060-3f13-475e-a17a-0a0bc88cc65c-000713a1
463783 | Electrical Fixtures > M_Duplex Receptacle > Standard |  | Level 1 > Corridor | Specified |  | 4403b060-3f13-475e-a17a-0a0bc88cc65c-000713a7
463789 | Electrical Fixtures > M_Duplex Receptacle > Standard |  | Level 1 > Corridor | Specified |  | 4403b060-3f13-475e-a17a-0a0bc88cc65c-000713ad
463795 | Electrical Fixtures > M_Duplex Receptacle > Standard |  | Level 1 > Corridor | Specified |  | 4403b060-3f13-475e-a17a-0a0bc88cc65c-000713b3
463801 | Electrical Fixtures > M_Duplex Receptacle > Standard |  | Level 1 > Corridor | Specified |  | 4403b060-3f13-475e-a17a-0a0bc88cc65c-000713b9
463807 | Electrical Fixtures > M_Duplex Receptacle > Standard |  | Level 1 > Corridor | Specified |  | 4403b060-3f13-475e-a17a-0a0bc88cc65c-000713bf
465722 | Electrical Fixtures > M_Duplex Receptacle > Standard |  | Level 1 > Corridor | Specified |  | 4403b060-3f13-475e-a17a-0a0bc88cc65c-00071b3a
466159 | Electrical Fixtures > M_Duplex Receptacle > Standard |  | Level 1 > Corridor | Specified |  | 4403b060-3f13-475e-a17a-0a0bc88cc65c-00071cef
466166 | Electrical Fixtures > M_Duplex Receptacle > Standard |  | Level 1 > Corridor | Specified |  | 4403b060-3f13-475e-a17a-0a0bc88cc65c-00071cf6
466180 | Electrical Fixtures > M_Duplex Receptacle > Standard |  | Level 1 > Corridor | Specified |  | 4403b060-3f13-475e-a17a-0a0bc88cc65c-00071d04
467805 | Electrical Fixtures > M_Duplex Receptacle > Standard |  | Level 1 > Leader I | Specified |  | 4403b060-3f13-475e-a17a-0a0bc88cc65c-0007235d
467981 | Electrical Fixtures > M_Duplex Receptacle > Standard |  | Level 1 > Leader I | Specified |  | 4403b060-3f13-475e-a17a-0a0bc88cc65c-0007240d
468097 | Electrical Fixtures > M_Duplex Receptacle > Standard |  | Level 1 > Leader I | Specified |  | 4403b060-3f13-475e-a17a-0a0bc88cc65c-00072481
468101 | Electrical Fixtures > M_Duplex Receptacle > Standard |  | Level 1 > Leader I | Specified |  | 4403b060-3f13-475e-a17a-0a0bc88cc65c-00072485
468202 | Electrical Fixtures > M_Duplex Receptacle > Standard |  | Level 1 > Leader I | Specified |  | 4403b060-3f13-475e-a17a-0a0bc88cc65c-000724ea
467828 | Electrical Fixtures > M_Duplex Receptacle > Standard |  | Level 1 > Leader II | Specified |  | 4403b060-3f13-475e-a17a-0a0bc88cc65c-00072374
467840 | Electrical Fixtures > M_Duplex Receptacle > Standard |  | Level 1 > Leader II | Specified |  | 4403b060-3f13-475e-a17a-0a0bc88cc65c-00072380
468098 | Electrical Fixtures > M_Duplex Receptacle > Standard |  | Level 1 > Leader II | Specified |  | 4403b060-3f13-475e-a17a-0a0bc88cc65c-00072482
468100 | Electrical Fixtures > M_Duplex Receptacle > Standard |  | Level 1 > Leader II | Specified |  | 4403b060-3f13-475e-a17a-0a0bc88cc65c-00072484
468209 | Electrical Fixtures > M_Duplex Receptacle > Standard |  | Level 1 > Leader II | Specified |  | 4403b060-3f13-475e-a17a-0a0bc88cc65c-000724f1
466209 | Electrical Fixtures > M_Duplex Receptacle > Standard |  | Level 1 > MZR | Specified |  | 4403b060-3f13-475e-a17a-0a0bc88cc65c-00071d21
466332 | Electrical Fixtures > M_Duplex Receptacle > Standard |  | Level 1 > MZR | Specified |  | 4403b060-3f13-475e-a17a-0a0bc88cc65c-00071d9c
466346 | Electrical Fixtures > M_Duplex Receptacle > Standard |  | Level 1 > MZR | Specified |  | 4403b060-3f13-475e-a17a-0a0bc88cc65c-00071daa
466375 | Electrical Fixtures > M_Duplex Receptacle > Standard |  | Level 1 > MZR | Specified |  | 4403b060-3f13-475e-a17a-0a0bc88cc65c-00071dc7
466410 | Electrical Fixtures > M_Duplex Receptacle > Standard |  | Level 1 > MZR | Specified |  | 4403b060-3f13-475e-a17a-0a0bc88cc65c-00071dea
466455 | Electrical Fixtures > M_Duplex Receptacle > Standard |  | Level 1 > MZR | Specified |  | 4403b060-3f13-475e-a17a-0a0bc88cc65c-00071e17
466462 | Electrical Fixtures > M_Duplex Receptacle > Standard |  | Level 1 > MZR | Specified |  | 4403b060-3f13-475e-a17a-0a0bc88cc65c-00071e1e
466468 | Electrical Fixtures > M_Duplex Receptacle > Standard |  | Level 1 > MZR | Specified |  | 4403b060-3f13-475e-a17a-0a0bc88cc65c-00071e24
466482 | Electrical Fixtures > M_Duplex Receptacle > Standard |  | Level 1 > MZR | Specified |  | 4403b060-3f13-475e-a17a-0a0bc88cc65c-00071e32
466516 | Electrical Fixtures > M_Duplex Receptacle > Standard |  | Level 1 > MZR | Specified |  | 4403b060-3f13-475e-a17a-0a0bc88cc65c-00071e54
465329 | Electrical Fixtures > M_Duplex Receptacle > Standard |  | Level 1 > Stock I | Specified |  | 4403b060-3f13-475e-a17a-0a0bc88cc65c-000719b1
465330 | Electrical Fixtures > M_Duplex Receptacle > Standard |  | Level 1 > Stock I | Specified |  | 4403b060-3f13-475e-a17a-0a0bc88cc65c-000719b2
465374 | Electrical Fixtures > M_Duplex Receptacle > Standard |  | Level 1 > Stock I | Specified |  | 4403b060-3f13-475e-a17a-0a0bc88cc65c-000719de
465376 | Electrical Fixtures > M_Duplex Receptacle > Standard |  | Level 1 > Stock I | Specified |  | 4403b060-3f13-475e-a17a-0a0bc88cc65c-000719e0
465525 | Electrical Fixtures > M_Duplex Receptacle > Standard |  | Level 1 > Stock I | Specified |  | 4403b060-3f13-475e-a17a-0a0bc88cc65c-00071a75
465526 | Electrical Fixtures > M_Duplex Receptacle > Standard |  | Level 1 > Stock I | Specified |  | 4403b060-3f13-475e-a17a-0a0bc88cc65c-00071a76
463817 | Electrical Fixtures > M_Duplex Receptacle > Standard |  | Level 1 > Stock II | Specified |  | 4403b060-3f13-475e-a17a-0a0bc88cc65c-000713c9
463824 | Electrical Fixtures > M_Duplex Receptacle > Standard |  | Level 1 > Stock II | Specified |  | 4403b060-3f13-475e-a17a-0a0bc88cc65c-000713d0
463904 | Electrical Fixtures > M_Duplex Receptacle > Standard |  | Level 1 > Stock II | Specified |  | 4403b060-3f13-475e-a17a-0a0bc88cc65c-00071420
464077 | Electrical Fixtures > M_Duplex Receptacle > Standard |  | Level 1 > Stock II | Specified |  | 4403b060-3f13-475e-a17a-0a0bc88cc65c-000714cd
464113 | Electrical Fixtures > M_Duplex Receptacle > Standard |  | Level 1 > Stock II | Specified |  | 4403b060-3f13-475e-a17a-0a0bc88cc65c-000714f1
464238 | Electrical Fixtures > M_Duplex Receptacle > Standard |  | Level 1 > Stock II | Specified |  | 4403b060-3f13-475e-a17a-0a0bc88cc65c-0007156e
467291 | Electrical Fixtures > M_Duplex Receptacle > Standard |  | Level 1 > Technology | Specified |  | 4403b060-3f13-475e-a17a-0a0bc88cc65c-0007215b
467456 | Electrical Fixtures > M_Duplex Receptacle > Standard |  | Level 1 > Technology | Specified |  | 4403b060-3f13-475e-a17a-0a0bc88cc65c-00072200
467473 | Electrical Fixtures > M_Duplex Receptacle > Standard |  | Level 1 > Technology | Specified |  | 4403b060-3f13-475e-a17a-0a0bc88cc65c-00072211
467480 | Electrical Fixtures > M_Duplex Receptacle > Standard |  | Level 1 > Technology | Specified |  | 4403b060-3f13-475e-a17a-0a0bc88cc65c-00072218
467523 | Electrical Fixtures > M_Duplex Receptacle > Standard |  | Level 1 > Technology | Specified |  | 4403b060-3f13-475e-a17a-0a0bc88cc65c-00072243
466836 | Electrical Fixtures > M_Duplex Receptacle > Standard |  | Level 1 > Washing Room I | Specified |  | 4403b060-3f13-475e-a17a-0a0bc88cc65c-00071f94
466872 | Electrical Fixtures > M_Duplex Receptacle > Standard |  | Level 1 > Washing Room I | Specified |  | 4403b060-3f13-475e-a17a-0a0bc88cc65c-00071fb8
466882 | Electrical Fixtures > M_Duplex Receptacle > Standard |  | Level 1 > Washing Room I | Specified |  | 4403b060-3f13-475e-a17a-0a0bc88cc65c-00071fc2
466930 | Electrical Fixtures > M_Duplex Receptacle > Standard |  | Level 1 > Washing Room II | Specified |  | 4403b060-3f13-475e-a17a-0a0bc88cc65c-00071ff2
467026 | Electrical Fixtures > M_Duplex Receptacle > Standard |  | Level 1 > Washing Room II | Specified |  | 4403b060-3f13-475e-a17a-0a0bc88cc65c-00072052
467110 | Electrical Fixtures > M_Duplex Receptacle > Standard |  | Level 1 > Washing Room II | Specified |  | 4403b060-3f13-475e-a17a-0a0bc88cc65c-000720a6
467194 | Electrical Fixtures > M_Duplex Receptacle > Standard |  | Level 1 > Washing Room II | Specified |  | 4403b060-3f13-475e-a17a-0a0bc88cc65c-000720fa
467749 | Electrical Fixtures > M_Duplex Receptacle > Standard |  | Level 1 > WC | Specified |  | 4403b060-3f13-475e-a17a-0a0bc88cc65c-00072325
469751 | Electrical Fixtures > M_Duplex Receptacle > Standard |  | Level 1 > WF | Specified |  | 6e42bd50-0930-42ab-bddf-bbfadffffe5e-00072af7
469771 | Electrical Fixtures > M_Duplex Receptacle > Standard |  | Level 1 > WF | Specified |  | 6e42bd50-0930-42ab-bddf-bbfadffffe5e-00072b0b
465385 | Electrical Fixtures > M_Duplex Receptacle > Standard |  | Level 1 > Workshop I | Specified |  | 4403b060-3f13-475e-a17a-0a0bc88cc65c-000719e9
465387 | Electrical Fixtures > M_Duplex Receptacle > Standard |  | Level 1 > Workshop I | Specified |  | 4403b060-3f13-475e-a17a-0a0bc88cc65c-000719eb
465423 | Electrical Fixtures > M_Duplex Receptacle > Standard |  | Level 1 > Workshop I | Specified |  | 4403b060-3f13-475e-a17a-0a0bc88cc65c-00071a0f
465424 | Electrical Fixtures > M_Duplex Receptacle > Standard |  | Level 1 > Workshop I | Specified |  | 4403b060-3f13-475e-a17a-0a0bc88cc65c-00071a10
465444 | Electrical Fixtures > M_Duplex Receptacle > Standard |  | Level 1 > Workshop I | Specified |  | 4403b060-3f13-475e-a17a-0a0bc88cc65c-00071a24
465473 | Electrical Fixtures > M_Duplex Receptacle > Standard |  | Level 1 > Workshop I | Specified |  | 4403b060-3f13-475e-a17a-0a0bc88cc65c-00071a41
465516 | Electrical Fixtures > M_Duplex Receptacle > Standard |  | Level 1 > Workshop I | Specified |  | 4403b060-3f13-475e-a17a-0a0bc88cc65c-00071a6c
465518 | Electrical Fixtures > M_Duplex Receptacle > Standard |  | Level 1 > Workshop I | Specified |  | 4403b060-3f13-475e-a17a-0a0bc88cc65c-00071a6e
464316 | Electrical Fixtures > M_Duplex Receptacle > Standard |  | Level 1 > Workshop II | Specified |  | 4403b060-3f13-475e-a17a-0a0bc88cc65c-000715bc
464318 | Electrical Fixtures > M_Duplex Receptacle > Standard |  | Level 1 > Workshop II | Specified |  | 4403b060-3f13-475e-a17a-0a0bc88cc65c-000715be
464348 | Electrical Fixtures > M_Duplex Receptacle > Standard |  | Level 1 > Workshop II | Specified |  | 4403b060-3f13-475e-a17a-0a0bc88cc65c-000715dc
464349 | Electrical Fixtures > M_Duplex Receptacle > Standard |  | Level 1 > Workshop II | Specified |  | 4403b060-3f13-475e-a17a-0a0bc88cc65c-000715dd
464494 | Electrical Fixtures > M_Duplex Receptacle > Standard |  | Level 1 > Workshop II | Specified |  | 4403b060-3f13-475e-a17a-0a0bc88cc65c-0007166e
464495 | Electrical Fixtures > M_Duplex Receptacle > Standard |  | Level 1 > Workshop II | Specified |  | 4403b060-3f13-475e-a17a-0a0bc88cc65c-0007166f
464528 | Electrical Fixtures > M_Duplex Receptacle > Standard |  | Level 1 > Workshop II | Specified |  | 4403b060-3f13-475e-a17a-0a0bc88cc65c-00071690
464599 | Electrical Fixtures > M_Duplex Receptacle > Standard |  | Level 1 > Workshop II | Specified |  | 4403b060-3f13-475e-a17a-0a0bc88cc65c-000716d7
524764 | Electrical Fixtures > M_Duplex Receptacle > Standard |  | Level 1 > Workshop II | Specified |  | edb996d9-ce95-47f8-aef3-1f73ab0ac828-000801dc
464304 | Electrical Fixtures > M_Duplex Receptacle > Standard |  | Level 1 > Workshop III | Specified |  | 4403b060-3f13-475e-a17a-0a0bc88cc65c-000715b0
464306 | Electrical Fixtures > M_Duplex Receptacle > Standard |  | Level 1 > Workshop III | Specified |  | 4403b060-3f13-475e-a17a-0a0bc88cc65c-000715b2
464314 | Electrical Fixtures > M_Duplex Receptacle > Standard |  | Level 1 > Workshop III | Specified |  | 4403b060-3f13-475e-a17a-0a0bc88cc65c-000715ba
464315 | Electrical Fixtures > M_Duplex Receptacle > Standard |  | Level 1 > Workshop III | Specified |  | 4403b060-3f13-475e-a17a-0a0bc88cc65c-000715bb
464443 | Electrical Fixtures > M_Duplex Receptacle > Standard |  | Level 1 > Workshop III | Specified |  | 4403b060-3f13-475e-a17a-0a0bc88cc65c-0007163b
464449 | Electrical Fixtures > M_Duplex Receptacle > Standard |  | Level 1 > Workshop III | Specified |  | 4403b060-3f13-475e-a17a-0a0bc88cc65c-00071641
464606 | Electrical Fixtures > M_Duplex Receptacle > Standard |  | Level 1 > Workshop III | Specified |  | 4403b060-3f13-475e-a17a-0a0bc88cc65c-000716de
464612 | Electrical Fixtures > M_Duplex Receptacle > Standard |  | Level 1 > Workshop III | Specified |  | 4403b060-3f13-475e-a17a-0a0bc88cc65c-000716e4
464281 | Electrical Fixtures > M_Duplex Receptacle > Standard |  | Level 1 > Workshop IV | Specified |  | 4403b060-3f13-475e-a17a-0a0bc88cc65c-00071599
464283 | Electrical Fixtures > M_Duplex Receptacle > Standard |  | Level 1 > Workshop IV | Specified |  | 4403b060-3f13-475e-a17a-0a0bc88cc65c-0007159b
464302 | Electrical Fixtures > M_Duplex Receptacle > Standard |  | Level 1 > Workshop IV | Specified |  | 4403b060-3f13-475e-a17a-0a0bc88cc65c-000715ae
464303 | Electrical Fixtures > M_Duplex Receptacle > Standard |  | Level 1 > Workshop IV | Specified |  | 4403b060-3f13-475e-a17a-0a0bc88cc65c-000715af
464425 | Electrical Fixtures > M_Duplex Receptacle > Standard |  | Level 1 > Workshop IV | Specified |  | 4403b060-3f13-475e-a17a-0a0bc88cc65c-00071629
464437 | Electrical Fixtures > M_Duplex Receptacle > Standard |  | Level 1 > Workshop IV | Specified |  | 4403b060-3f13-475e-a17a-0a0bc88cc65c-00071635
464618 | Electrical Fixtures > M_Duplex Receptacle > Standard |  | Level 1 > Workshop IV | Specified |  | 4403b060-3f13-475e-a17a-0a0bc88cc65c-000716ea
464624 | Electrical Fixtures > M_Duplex Receptacle > Standard |  | Level 1 > Workshop IV | Specified |  | 4403b060-3f13-475e-a17a-0a0bc88cc65c-000716f0
464213 | Electrical Fixtures > M_Duplex Receptacle > Standard |  | Level 1 > Workshop V | Specified |  | 4403b060-3f13-475e-a17a-0a0bc88cc65c-00071555
464215 | Electrical Fixtures > M_Duplex Receptacle > Standard |  | Level 1 > Workshop V | Specified |  | 4403b060-3f13-475e-a17a-0a0bc88cc65c-00071557
464260 | Electrical Fixtures > M_Duplex Receptacle > Standard |  | Level 1 > Workshop V | Specified |  | 4403b060-3f13-475e-a17a-0a0bc88cc65c-00071584
464261 | Electrical Fixtures > M_Duplex Receptacle > Standard |  | Level 1 > Workshop V | Specified |  | 4403b060-3f13-475e-a17a-0a0bc88cc65c-00071585
464400 | Electrical Fixtures > M_Duplex Receptacle > Standard |  | Level 1 > Workshop V | Specified |  | 4403b060-3f13-475e-a17a-0a0bc88cc65c-00071610
464431 | Electrical Fixtures > M_Duplex Receptacle > Standard |  | Level 1 > Workshop V | Specified |  | 4403b060-3f13-475e-a17a-0a0bc88cc65c-0007162f
464630 | Electrical Fixtures > M_Duplex Receptacle > Standard |  | Level 1 > Workshop V | Specified |  | 4403b060-3f13-475e-a17a-0a0bc88cc65c-000716f6
464636 | Electrical Fixtures > M_Duplex Receptacle > Standard |  | Level 1 > Workshop V | Specified |  | 4403b060-3f13-475e-a17a-0a0bc88cc65c-000716fc
460673 | Electrical Fixtures > M_Duplex Receptacle > Standard |  | Level 2 > Admin | Specified |  | 3d93f2f1-3a26-42da-a8bd-f03282da344e-00070781
460686 | Electrical Fixtures > M_Duplex Receptacle > Standard |  | Level 2 > Admin | Specified |  | 3d93f2f1-3a26-42da-a8bd-f03282da344e-0007078e
460767 | Electrical Fixtures > M_Duplex Receptacle > Standard |  | Level 2 > Admin | Specified |  | 3d93f2f1-3a26-42da-a8bd-f03282da344e-000707df
460824 | Electrical Fixtures > M_Duplex Receptacle > Standard |  | Level 2 > Admin | Specified |  | 3d93f2f1-3a26-42da-a8bd-f03282da344e-00070818
462392 | Electrical Fixtures > M_Duplex Receptacle > Standard |  | Level 2 > Admin | Specified |  | 3d93f2f1-3a26-42da-a8bd-f03282da344e-00070e38
458972 | Electrical Fixtures > M_Duplex Receptacle > Standard |  | Level 2 > Archive | Specified |  | b6a10bd8-c3a6-415f-9b11-1deb7ae448e2-000700dc
459073 | Electrical Fixtures > M_Duplex Receptacle > Standard |  | Level 2 > Archive | Specified |  | b6a10bd8-c3a6-415f-9b11-1deb7ae448e2-00070141
459104 | Electrical Fixtures > M_Duplex Receptacle > Standard |  | Level 2 > Archive | Specified |  | b6a10bd8-c3a6-415f-9b11-1deb7ae448e2-00070160
459166 | Electrical Fixtures > M_Duplex Receptacle > Standard |  | Level 2 > Archive | Specified |  | b6a10bd8-c3a6-415f-9b11-1deb7ae448e2-0007019e
461935 | Electrical Fixtures > M_Duplex Receptacle > Standard |  | Level 2 > Cleaning | Specified |  | 3d93f2f1-3a26-42da-a8bd-f03282da344e-00070c6f
461980 | Electrical Fixtures > M_Duplex Receptacle > Standard |  | Level 2 > Cleaning | Specified |  | 3d93f2f1-3a26-42da-a8bd-f03282da344e-00070c9c
462056 | Electrical Fixtures > M_Duplex Receptacle > Standard |  | Level 2 > Cleaning | Specified |  | 3d93f2f1-3a26-42da-a8bd-f03282da344e-00070ce8
462058 | Electrical Fixtures > M_Duplex Receptacle > Standard |  | Level 2 > Cleaning | Specified |  | 3d93f2f1-3a26-42da-a8bd-f03282da344e-00070cea
462127 | Electrical Fixtures > M_Duplex Receptacle > Standard |  | Level 2 > Cleaning | Specified |  | 3d93f2f1-3a26-42da-a8bd-f03282da344e-00070d2f
462129 | Electrical Fixtures > M_Duplex Receptacle > Standard |  | Level 2 > Cleaning | Specified |  | 3d93f2f1-3a26-42da-a8bd-f03282da344e-00070d31
458641 | Electrical Fixtures > M_Duplex Receptacle > Standard |  | Level 2 > Copy | Specified |  | b6a10bd8-c3a6-415f-9b11-1deb7ae448e2-0006ff91
458764 | Electrical Fixtures > M_Duplex Receptacle > Standard |  | Level 2 > Copy | Specified |  | b6a10bd8-c3a6-415f-9b11-1deb7ae448e2-0007000c
458826 | Electrical Fixtures > M_Duplex Receptacle > Standard |  | Level 2 > Copy | Specified |  | b6a10bd8-c3a6-415f-9b11-1deb7ae448e2-0007004a
458827 | Electrical Fixtures > M_Duplex Receptacle > Standard |  | Level 2 > Copy | Specified |  | b6a10bd8-c3a6-415f-9b11-1deb7ae448e2-0007004b
461998 | Electrical Fixtures > M_Duplex Receptacle > Standard |  | Level 2 > EDP I | Specified |  | 3d93f2f1-3a26-42da-a8bd-f03282da344e-00070cae
462029 | Electrical Fixtures > M_Duplex Receptacle > Standard |  | Level 2 > EDP I | Specified |  | 3d93f2f1-3a26-42da-a8bd-f03282da344e-00070ccd
462087 | Electrical Fixtures > M_Duplex Receptacle > Standard |  | Level 2 > EDP I | Specified |  | 3d93f2f1-3a26-42da-a8bd-f03282da344e-00070d07
462089 | Electrical Fixtures > M_Duplex Receptacle > Standard |  | Level 2 > EDP I | Specified |  | 3d93f2f1-3a26-42da-a8bd-f03282da344e-00070d09
462156 | Electrical Fixtures > M_Duplex Receptacle > Standard |  | Level 2 > EDP I | Specified |  | 3d93f2f1-3a26-42da-a8bd-f03282da344e-00070d4c
462158 | Electrical Fixtures > M_Duplex Receptacle > Standard |  | Level 2 > EDP I | Specified |  | 3d93f2f1-3a26-42da-a8bd-f03282da344e-00070d4e
459845 | Electrical Fixtures > M_Duplex Receptacle > Standard |  | Level 2 > EDP II | Specified |  | 3d93f2f1-3a26-42da-a8bd-f03282da344e-00070445
459897 | Electrical Fixtures > M_Duplex Receptacle > Standard |  | Level 2 > EDP II | Specified |  | 3d93f2f1-3a26-42da-a8bd-f03282da344e-00070479
459950 | Electrical Fixtures > M_Duplex Receptacle > Standard |  | Level 2 > EDP II | Specified |  | 3d93f2f1-3a26-42da-a8bd-f03282da344e-000704ae
459952 | Electrical Fixtures > M_Duplex Receptacle > Standard |  | Level 2 > EDP II | Specified |  | 3d93f2f1-3a26-42da-a8bd-f03282da344e-000704b0
459982 | Electrical Fixtures > M_Duplex Receptacle > Standard |  | Level 2 > EDP II | Specified |  | 3d93f2f1-3a26-42da-a8bd-f03282da344e-000704ce
460012 | Electrical Fixtures > M_Duplex Receptacle > Standard |  | Level 2 > EDP II | Specified |  | 3d93f2f1-3a26-42da-a8bd-f03282da344e-000704ec
460014 | Electrical Fixtures > M_Duplex Receptacle > Standard |  | Level 2 > EDP II | Specified |  | 3d93f2f1-3a26-42da-a8bd-f03282da344e-000704ee
460055 | Electrical Fixtures > M_Duplex Receptacle > Standard |  | Level 2 > EDP II | Specified |  | 3d93f2f1-3a26-42da-a8bd-f03282da344e-00070517
460080 | Electrical Fixtures > M_Duplex Receptacle > Standard |  | Level 2 > EDP II | Specified |  | 3d93f2f1-3a26-42da-a8bd-f03282da344e-00070530
460110 | Electrical Fixtures > M_Duplex Receptacle > Standard |  | Level 2 > EDP II | Specified |  | 3d93f2f1-3a26-42da-a8bd-f03282da344e-0007054e
460112 | Electrical Fixtures > M_Duplex Receptacle > Standard |  | Level 2 > EDP II | Specified |  | 3d93f2f1-3a26-42da-a8bd-f03282da344e-00070550
460148 | Electrical Fixtures > M_Duplex Receptacle > Standard |  | Level 2 > EDP II | Specified |  | 3d93f2f1-3a26-42da-a8bd-f03282da344e-00070574
460150 | Electrical Fixtures > M_Duplex Receptacle > Standard |  | Level 2 > EDP II | Specified |  | 3d93f2f1-3a26-42da-a8bd-f03282da344e-00070576
460181 | Electrical Fixtures > M_Duplex Receptacle > Standard |  | Level 2 > EDP II | Specified |  | 3d93f2f1-3a26-42da-a8bd-f03282da344e-00070595
460209 | Electrical Fixtures > M_Duplex Receptacle > Standard |  | Level 2 > EDP II | Specified |  | 3d93f2f1-3a26-42da-a8bd-f03282da344e-000705b1
460229 | Electrical Fixtures > M_Duplex Receptacle > Standard |  | Level 2 > EDP II | Specified |  | 3d93f2f1-3a26-42da-a8bd-f03282da344e-000705c5
460231 | Electrical Fixtures > M_Duplex Receptacle > Standard |  | Level 2 > EDP II | Specified |  | 3d93f2f1-3a26-42da-a8bd-f03282da344e-000705c7
460272 | Electrical Fixtures > M_Duplex Receptacle > Standard |  | Level 2 > EDP II | Specified |  | 3d93f2f1-3a26-42da-a8bd-f03282da344e-000705f0
460337 | Electrical Fixtures > M_Duplex Receptacle > Standard |  | Level 2 > EDP II | Specified |  | 3d93f2f1-3a26-42da-a8bd-f03282da344e-00070631
460392 | Electrical Fixtures > M_Duplex Receptacle > Standard |  | Level 2 > EDP II | Specified |  | 3d93f2f1-3a26-42da-a8bd-f03282da344e-00070668
460414 | Electrical Fixtures > M_Duplex Receptacle > Standard |  | Level 2 > EDP III | Specified |  | 3d93f2f1-3a26-42da-a8bd-f03282da344e-0007067e
460470 | Electrical Fixtures > M_Duplex Receptacle > Standard |  | Level 2 > EDP III | Specified |  | 3d93f2f1-3a26-42da-a8bd-f03282da344e-000706b6
460504 | Electrical Fixtures > M_Duplex Receptacle > Standard |  | Level 2 > EDP III | Specified |  | 3d93f2f1-3a26-42da-a8bd-f03282da344e-000706d8
460506 | Electrical Fixtures > M_Duplex Receptacle > Standard |  | Level 2 > EDP III | Specified |  | 3d93f2f1-3a26-42da-a8bd-f03282da344e-000706da
460536 | Electrical Fixtures > M_Duplex Receptacle > Standard |  | Level 2 > EDP IV | Specified |  | 3d93f2f1-3a26-42da-a8bd-f03282da344e-000706f8
460538 | Electrical Fixtures > M_Duplex Receptacle > Standard |  | Level 2 > EDP IV | Specified |  | 3d93f2f1-3a26-42da-a8bd-f03282da344e-000706fa
460582 | Electrical Fixtures > M_Duplex Receptacle > Standard |  | Level 2 > EDP IV | Specified |  | 3d93f2f1-3a26-42da-a8bd-f03282da344e-00070726
460583 | Electrical Fixtures > M_Duplex Receptacle > Standard |  | Level 2 > EDP IV | Specified |  | 3d93f2f1-3a26-42da-a8bd-f03282da344e-00070727
460584 | Electrical Fixtures > M_Duplex Receptacle > Standard |  | Level 2 > EDP IV | Specified |  | 3d93f2f1-3a26-42da-a8bd-f03282da344e-00070728
460600 | Electrical Fixtures > M_Duplex Receptacle > Standard |  | Level 2 > EDP IV | Specified |  | 3d93f2f1-3a26-42da-a8bd-f03282da344e-00070738
460602 | Electrical Fixtures > M_Duplex Receptacle > Standard |  | Level 2 > EDP IV | Specified |  | 3d93f2f1-3a26-42da-a8bd-f03282da344e-0007073a
460623 | Electrical Fixtures > M_Duplex Receptacle > Standard |  | Level 2 > EDP IV | Specified |  | 3d93f2f1-3a26-42da-a8bd-f03282da344e-0007074f
460649 | Electrical Fixtures > M_Duplex Receptacle > Standard |  | Level 2 > EDP IV | Specified |  | 3d93f2f1-3a26-42da-a8bd-f03282da344e-00070769
462004 | Electrical Fixtures > M_Duplex Receptacle > Standard |  | Level 2 > EDP Management | Specified |  | 3d93f2f1-3a26-42da-a8bd-f03282da344e-00070cb4
462035 | Electrical Fixtures > M_Duplex Receptacle > Standard |  | Level 2 > EDP Management | Specified |  | 3d93f2f1-3a26-42da-a8bd-f03282da344e-00070cd3
462096 | Electrical Fixtures > M_Duplex Receptacle > Standard |  | Level 2 > EDP Management | Specified |  | 3d93f2f1-3a26-42da-a8bd-f03282da344e-00070d10
462098 | Electrical Fixtures > M_Duplex Receptacle > Standard |  | Level 2 > EDP Management | Specified |  | 3d93f2f1-3a26-42da-a8bd-f03282da344e-00070d12
462165 | Electrical Fixtures > M_Duplex Receptacle > Standard |  | Level 2 > EDP Management | Specified |  | 3d93f2f1-3a26-42da-a8bd-f03282da344e-00070d55
462167 | Electrical Fixtures > M_Duplex Receptacle > Standard |  | Level 2 > EDP Management | Specified |  | 3d93f2f1-3a26-42da-a8bd-f03282da344e-00070d57
540795 | Electrical Fixtures > M_Duplex Receptacle > Standard |  | Level 2 > Laboratory I | Specified |  | f2e74d59-4f85-42bf-a9d8-0f0d6bbc4271-0008407b
540803 | Electrical Fixtures > M_Duplex Receptacle > Standard |  | Level 2 > Laboratory I | Specified |  | f2e74d59-4f85-42bf-a9d8-0f0d6bbc4271-00084083
540830 | Electrical Fixtures > M_Duplex Receptacle > Standard |  | Level 2 > Laboratory I | Specified |  | f2e74d59-4f85-42bf-a9d8-0f0d6bbc4271-0008409e
540857 | Electrical Fixtures > M_Duplex Receptacle > Standard |  | Level 2 > Laboratory I | Specified |  | f2e74d59-4f85-42bf-a9d8-0f0d6bbc4271-000840b9
540895 | Electrical Fixtures > M_Duplex Receptacle > Standard |  | Level 2 > Laboratory I | Specified |  | f2e74d59-4f85-42bf-a9d8-0f0d6bbc4271-000840df
540932 | Electrical Fixtures > M_Duplex Receptacle > Standard |  | Level 2 > Laboratory I | Specified |  | f2e74d59-4f85-42bf-a9d8-0f0d6bbc4271-00084104
541008 | Electrical Fixtures > M_Duplex Receptacle > Standard |  | Level 2 > Laboratory I | Specified |  | f2e74d59-4f85-42bf-a9d8-0f0d6bbc4271-00084150
541062 | Electrical Fixtures > M_Duplex Receptacle > Standard |  | Level 2 > Laboratory I | Specified |  | f2e74d59-4f85-42bf-a9d8-0f0d6bbc4271-00084186
541069 | Electrical Fixtures > M_Duplex Receptacle > Standard |  | Level 2 > Laboratory II | Specified |  | f2e74d59-4f85-42bf-a9d8-0f0d6bbc4271-0008418d
541097 | Electrical Fixtures > M_Duplex Receptacle > Standard |  | Level 2 > Laboratory II | Specified |  | f2e74d59-4f85-42bf-a9d8-0f0d6bbc4271-000841a9
541119 | Electrical Fixtures > M_Duplex Receptacle > Standard |  | Level 2 > Laboratory II | Specified |  | f2e74d59-4f85-42bf-a9d8-0f0d6bbc4271-000841bf
541162 | Electrical Fixtures > M_Duplex Receptacle > Standard |  | Level 2 > Laboratory II | Specified |  | f2e74d59-4f85-42bf-a9d8-0f0d6bbc4271-000841ea
461947 | Electrical Fixtures > M_Duplex Receptacle > Standard |  | Level 2 > Meeting Room I | Specified |  | 3d93f2f1-3a26-42da-a8bd-f03282da344e-00070c7b
461992 | Electrical Fixtures > M_Duplex Receptacle > Standard |  | Level 2 > Meeting Room I | Specified |  | 3d93f2f1-3a26-42da-a8bd-f03282da344e-00070ca8
462078 | Electrical Fixtures > M_Duplex Receptacle > Standard |  | Level 2 > Meeting Room I | Specified |  | 3d93f2f1-3a26-42da-a8bd-f03282da344e-00070cfe
462080 | Electrical Fixtures > M_Duplex Receptacle > Standard |  | Level 2 > Meeting Room I | Specified |  | 3d93f2f1-3a26-42da-a8bd-f03282da344e-00070d00
462147 | Electrical Fixtures > M_Duplex Receptacle > Standard |  | Level 2 > Meeting Room I | Specified |  | 3d93f2f1-3a26-42da-a8bd-f03282da344e-00070d43
462149 | Electrical Fixtures > M_Duplex Receptacle > Standard |  | Level 2 > Meeting Room I | Specified |  | 3d93f2f1-3a26-42da-a8bd-f03282da344e-00070d45
459079 | Electrical Fixtures > M_Duplex Receptacle > Standard |  | Level 2 > Meeting Room II | Specified |  | b6a10bd8-c3a6-415f-9b11-1deb7ae448e2-00070147
459105 | Electrical Fixtures > M_Duplex Receptacle > Standard |  | Level 2 > Meeting Room II | Specified |  | b6a10bd8-c3a6-415f-9b11-1deb7ae448e2-00070161
459148 | Electrical Fixtures > M_Duplex Receptacle > Standard |  | Level 2 > Meeting Room II | Specified |  | b6a10bd8-c3a6-415f-9b11-1deb7ae448e2-0007018c
459191 | Electrical Fixtures > M_Duplex Receptacle > Standard |  | Level 2 > Meeting Room II | Specified |  | b6a10bd8-c3a6-415f-9b11-1deb7ae448e2-000701b7
462010 | Electrical Fixtures > M_Duplex Receptacle > Standard |  | Level 2 > Server Space | Specified |  | 3d93f2f1-3a26-42da-a8bd-f03282da344e-00070cba
462041 | Electrical Fixtures > M_Duplex Receptacle > Standard |  | Level 2 > Server Space | Specified |  | 3d93f2f1-3a26-42da-a8bd-f03282da344e-00070cd9
462105 | Electrical Fixtures > M_Duplex Receptacle > Standard |  | Level 2 > Server Space | Specified |  | 3d93f2f1-3a26-42da-a8bd-f03282da344e-00070d19
462107 | Electrical Fixtures > M_Duplex Receptacle > Standard |  | Level 2 > Server Space | Specified |  | 3d93f2f1-3a26-42da-a8bd-f03282da344e-00070d1b
462174 | Electrical Fixtures > M_Duplex Receptacle > Standard |  | Level 2 > Server Space | Specified |  | 3d93f2f1-3a26-42da-a8bd-f03282da344e-00070d5e
462176 | Electrical Fixtures > M_Duplex Receptacle > Standard |  | Level 2 > Server Space | Specified |  | 3d93f2f1-3a26-42da-a8bd-f03282da344e-00070d60
458179 | Electrical Fixtures > M_Duplex Receptacle > Standard |  | Level 2 > Staff Rom | Specified |  | b6a10bd8-c3a6-415f-9b11-1deb7ae448e2-0006fdc3
458258 | Electrical Fixtures > M_Duplex Receptacle > Standard |  | Level 2 > Staff Rom | Specified |  | b6a10bd8-c3a6-415f-9b11-1deb7ae448e2-0006fe12
458283 | Electrical Fixtures > M_Duplex Receptacle > Standard |  | Level 2 > Staff Rom | Specified |  | b6a10bd8-c3a6-415f-9b11-1deb7ae448e2-0006fe2b
458330 | Electrical Fixtures > M_Duplex Receptacle > Standard |  | Level 2 > Staff Rom | Specified |  | b6a10bd8-c3a6-415f-9b11-1deb7ae448e2-0006fe5a
458337 | Electrical Fixtures > M_Duplex Receptacle > Standard |  | Level 2 > Staff Rom | Specified |  | b6a10bd8-c3a6-415f-9b11-1deb7ae448e2-0006fe61
458352 | Electrical Fixtures > M_Duplex Receptacle > Standard |  | Level 2 > Staff Rom | Specified |  | b6a10bd8-c3a6-415f-9b11-1deb7ae448e2-0006fe70
458409 | Electrical Fixtures > M_Duplex Receptacle > Standard |  | Level 2 > Staff Rom | Specified |  | b6a10bd8-c3a6-415f-9b11-1deb7ae448e2-0006fea9
458434 | Electrical Fixtures > M_Duplex Receptacle > Standard |  | Level 2 > Staff Rom | Specified |  | b6a10bd8-c3a6-415f-9b11-1deb7ae448e2-0006fec2
458497 | Electrical Fixtures > M_Duplex Receptacle > Standard |  | Level 2 > Staff Rom | Specified |  | b6a10bd8-c3a6-415f-9b11-1deb7ae448e2-0006ff01
458539 | Electrical Fixtures > M_Duplex Receptacle > Standard |  | Level 2 > Staff Rom | Specified |  | b6a10bd8-c3a6-415f-9b11-1deb7ae448e2-0006ff2b
458540 | Electrical Fixtures > M_Duplex Receptacle > Standard |  | Level 2 > Staff Rom | Specified |  | b6a10bd8-c3a6-415f-9b11-1deb7ae448e2-0006ff2c
458604 | Electrical Fixtures > M_Duplex Receptacle > Standard |  | Level 2 > Staff Rom | Specified |  | b6a10bd8-c3a6-415f-9b11-1deb7ae448e2-0006ff6c
458605 | Electrical Fixtures > M_Duplex Receptacle > Standard |  | Level 2 > Staff Rom | Specified |  | b6a10bd8-c3a6-415f-9b11-1deb7ae448e2-0006ff6d
458683 | Electrical Fixtures > M_Duplex Receptacle > Standard |  | Level 2 > Staff Rom | Specified |  | b6a10bd8-c3a6-415f-9b11-1deb7ae448e2-0006ffbb
458871 | Electrical Fixtures > M_Duplex Receptacle > Standard |  | Level 2 > Staff Rom | Specified |  | b6a10bd8-c3a6-415f-9b11-1deb7ae448e2-00070077
460905 | Electrical Fixtures > M_Duplex Receptacle > Standard |  | Level 2 > Stock | Specified |  | 3d93f2f1-3a26-42da-a8bd-f03282da344e-00070869
461027 | Electrical Fixtures > M_Duplex Receptacle > Standard |  | Level 2 > Stock | Specified |  | 3d93f2f1-3a26-42da-a8bd-f03282da344e-000708e3
461029 | Electrical Fixtures > M_Duplex Receptacle > Standard |  | Level 2 > Stock | Specified |  | 3d93f2f1-3a26-42da-a8bd-f03282da344e-000708e5
461054 | Electrical Fixtures > M_Duplex Receptacle > Standard |  | Level 2 > Stock | Specified |  | 3d93f2f1-3a26-42da-a8bd-f03282da344e-000708fe
462408 | Electrical Fixtures > M_Duplex Receptacle > Standard |  | Level 2 > Stock | Specified |  | 3d93f2f1-3a26-42da-a8bd-f03282da344e-00070e48
461941 | Electrical Fixtures > M_Duplex Receptacle > Standard |  | Level 2 > Student Council | Specified |  | 3d93f2f1-3a26-42da-a8bd-f03282da344e-00070c75
461986 | Electrical Fixtures > M_Duplex Receptacle > Standard |  | Level 2 > Student Council | Specified |  | 3d93f2f1-3a26-42da-a8bd-f03282da344e-00070ca2
462067 | Electrical Fixtures > M_Duplex Receptacle > Standard |  | Level 2 > Student Council | Specified |  | 3d93f2f1-3a26-42da-a8bd-f03282da344e-00070cf3
462069 | Electrical Fixtures > M_Duplex Receptacle > Standard |  | Level 2 > Student Council | Specified |  | 3d93f2f1-3a26-42da-a8bd-f03282da344e-00070cf5
462136 | Electrical Fixtures > M_Duplex Receptacle > Standard |  | Level 2 > Student Council | Specified |  | 3d93f2f1-3a26-42da-a8bd-f03282da344e-00070d38
462138 | Electrical Fixtures > M_Duplex Receptacle > Standard |  | Level 2 > Student Council | Specified |  | 3d93f2f1-3a26-42da-a8bd-f03282da344e-00070d3a
469303 | Electrical Fixtures > M_Duplex Receptacle > Standard |  | Level 2 > WC D II | Specified |  | 65b7e04d-e635-42ec-bd38-59415864dc16-00072937
469296 | Electrical Fixtures > M_Duplex Receptacle > Standard |  | Level 2 > WC H II | Specified |  | 65b7e04d-e635-42ec-bd38-59415864dc16-00072930
456413 | Electrical Fixtures > M_Duplex Receptacle > Standard |  | Level 3 > Auditorium I | Specified |  | 5afc2dec-1aa6-4277-9d87-da2d1f826fdc-0006f6dd
456419 | Electrical Fixtures > M_Duplex Receptacle > Standard |  | Level 3 > Auditorium I | Specified |  | 5afc2dec-1aa6-4277-9d87-da2d1f826fdc-0006f6e3
456572 | Electrical Fixtures > M_Duplex Receptacle > Standard |  | Level 3 > Auditorium I | Specified |  | 5afc2dec-1aa6-4277-9d87-da2d1f826fdc-0006f77c
456578 | Electrical Fixtures > M_Duplex Receptacle > Standard |  | Level 3 > Auditorium I | Specified |  | 5afc2dec-1aa6-4277-9d87-da2d1f826fdc-0006f782
456786 | Electrical Fixtures > M_Duplex Receptacle > Standard |  | Level 3 > Auditorium I | Specified |  | 5afc2dec-1aa6-4277-9d87-da2d1f826fdc-0006f852
456787 | Electrical Fixtures > M_Duplex Receptacle > Standard |  | Level 3 > Auditorium I | Specified |  | 5afc2dec-1aa6-4277-9d87-da2d1f826fdc-0006f853
456425 | Electrical Fixtures > M_Duplex Receptacle > Standard |  | Level 3 > Auditorium II | Specified |  | 5afc2dec-1aa6-4277-9d87-da2d1f826fdc-0006f6e9
456431 | Electrical Fixtures > M_Duplex Receptacle > Standard |  | Level 3 > Auditorium II | Specified |  | 5afc2dec-1aa6-4277-9d87-da2d1f826fdc-0006f6ef
456676 | Electrical Fixtures > M_Duplex Receptacle > Standard |  | Level 3 > Auditorium II | Specified |  | 5afc2dec-1aa6-4277-9d87-da2d1f826fdc-0006f7e4
456717 | Electrical Fixtures > M_Duplex Receptacle > Standard |  | Level 3 > Auditorium II | Specified |  | 5afc2dec-1aa6-4277-9d87-da2d1f826fdc-0006f80d
456795 | Electrical Fixtures > M_Duplex Receptacle > Standard |  | Level 3 > Auditorium II | Specified |  | 5afc2dec-1aa6-4277-9d87-da2d1f826fdc-0006f85b
456796 | Electrical Fixtures > M_Duplex Receptacle > Standard |  | Level 3 > Auditorium II | Specified |  | 5afc2dec-1aa6-4277-9d87-da2d1f826fdc-0006f85c
457047 | Electrical Fixtures > M_Duplex Receptacle > Standard |  | Level 3 > Auditorium II | Specified |  | 5afc2dec-1aa6-4277-9d87-da2d1f826fdc-0006f957
457048 | Electrical Fixtures > M_Duplex Receptacle > Standard |  | Level 3 > Auditorium II | Specified |  | 5afc2dec-1aa6-4277-9d87-da2d1f826fdc-0006f958
456389 | Electrical Fixtures > M_Duplex Receptacle > Standard |  | Level 3 > Chemistry | Specified |  | 5afc2dec-1aa6-4277-9d87-da2d1f826fdc-0006f6c5
456395 | Electrical Fixtures > M_Duplex Receptacle > Standard |  | Level 3 > Chemistry | Specified |  | 5afc2dec-1aa6-4277-9d87-da2d1f826fdc-0006f6cb
456548 | Electrical Fixtures > M_Duplex Receptacle > Standard |  | Level 3 > Chemistry | Specified |  | 5afc2dec-1aa6-4277-9d87-da2d1f826fdc-0006f764
456554 | Electrical Fixtures > M_Duplex Receptacle > Standard |  | Level 3 > Chemistry | Specified |  | 5afc2dec-1aa6-4277-9d87-da2d1f826fdc-0006f76a
456766 | Electrical Fixtures > M_Duplex Receptacle > Standard |  | Level 3 > Chemistry | Specified |  | 5afc2dec-1aa6-4277-9d87-da2d1f826fdc-0006f83e
456767 | Electrical Fixtures > M_Duplex Receptacle > Standard |  | Level 3 > Chemistry | Specified |  | 5afc2dec-1aa6-4277-9d87-da2d1f826fdc-0006f83f
456989 | Electrical Fixtures > M_Duplex Receptacle > Standard |  | Level 3 > Chemistry | Specified |  | 5afc2dec-1aa6-4277-9d87-da2d1f826fdc-0006f91d
456990 | Electrical Fixtures > M_Duplex Receptacle > Standard |  | Level 3 > Chemistry | Specified |  | 5afc2dec-1aa6-4277-9d87-da2d1f826fdc-0006f91e
457380 | Electrical Fixtures > M_Duplex Receptacle > Standard |  | Level 3 > Hall I | Specified |  | 5afc2dec-1aa6-4277-9d87-da2d1f826fdc-0006faa4
457381 | Electrical Fixtures > M_Duplex Receptacle > Standard |  | Level 3 > Hall I | Specified |  | 5afc2dec-1aa6-4277-9d87-da2d1f826fdc-0006faa5
457400 | Electrical Fixtures > M_Duplex Receptacle > Standard |  | Level 3 > Hall I | Specified |  | 5afc2dec-1aa6-4277-9d87-da2d1f826fdc-0006fab8
457402 | Electrical Fixtures > M_Duplex Receptacle > Standard |  | Level 3 > Hall I | Specified |  | 5afc2dec-1aa6-4277-9d87-da2d1f826fdc-0006faba
457424 | Electrical Fixtures > M_Duplex Receptacle > Standard |  | Level 3 > Hall I | Specified |  | 5afc2dec-1aa6-4277-9d87-da2d1f826fdc-0006fad0
457453 | Electrical Fixtures > M_Duplex Receptacle > Standard |  | Level 3 > Hall I | Specified |  | 5afc2dec-1aa6-4277-9d87-da2d1f826fdc-0006faed
457474 | Electrical Fixtures > M_Duplex Receptacle > Standard |  | Level 3 > Hall I | Specified |  | 5afc2dec-1aa6-4277-9d87-da2d1f826fdc-0006fb02
457498 | Electrical Fixtures > M_Duplex Receptacle > Standard |  | Level 3 > Hall I | Specified |  | 5afc2dec-1aa6-4277-9d87-da2d1f826fdc-0006fb1a
457543 | Electrical Fixtures > M_Duplex Receptacle > Standard |  | Level 3 > Hall II | Specified |  | 5afc2dec-1aa6-4277-9d87-da2d1f826fdc-0006fb47
457549 | Electrical Fixtures > M_Duplex Receptacle > Standard |  | Level 3 > Hall II | Specified |  | 5afc2dec-1aa6-4277-9d87-da2d1f826fdc-0006fb4d
457637 | Electrical Fixtures > M_Duplex Receptacle > Standard |  | Level 3 > Hall II | Specified |  | 5afc2dec-1aa6-4277-9d87-da2d1f826fdc-0006fba5
457643 | Electrical Fixtures > M_Duplex Receptacle > Standard |  | Level 3 > Hall II | Specified |  | 5afc2dec-1aa6-4277-9d87-da2d1f826fdc-0006fbab
457700 | Electrical Fixtures > M_Duplex Receptacle > Standard |  | Level 3 > Hall II | Specified |  | 5afc2dec-1aa6-4277-9d87-da2d1f826fdc-0006fbe4
457702 | Electrical Fixtures > M_Duplex Receptacle > Standard |  | Level 3 > Hall II | Specified |  | 5afc2dec-1aa6-4277-9d87-da2d1f826fdc-0006fbe6
457780 | Electrical Fixtures > M_Duplex Receptacle > Standard |  | Level 3 > Hall II | Specified |  | 5afc2dec-1aa6-4277-9d87-da2d1f826fdc-0006fc34
457781 | Electrical Fixtures > M_Duplex Receptacle > Standard |  | Level 3 > Hall II | Specified |  | 5afc2dec-1aa6-4277-9d87-da2d1f826fdc-0006fc35
457555 | Electrical Fixtures > M_Duplex Receptacle > Standard |  | Level 3 > Hall III | Specified |  | 5afc2dec-1aa6-4277-9d87-da2d1f826fdc-0006fb53
457561 | Electrical Fixtures > M_Duplex Receptacle > Standard |  | Level 3 > Hall III | Specified |  | 5afc2dec-1aa6-4277-9d87-da2d1f826fdc-0006fb59
457649 | Electrical Fixtures > M_Duplex Receptacle > Standard |  | Level 3 > Hall III | Specified |  | 5afc2dec-1aa6-4277-9d87-da2d1f826fdc-0006fbb1
457655 | Electrical Fixtures > M_Duplex Receptacle > Standard |  | Level 3 > Hall III | Specified |  | 5afc2dec-1aa6-4277-9d87-da2d1f826fdc-0006fbb7
457709 | Electrical Fixtures > M_Duplex Receptacle > Standard |  | Level 3 > Hall III | Specified |  | 5afc2dec-1aa6-4277-9d87-da2d1f826fdc-0006fbed
457711 | Electrical Fixtures > M_Duplex Receptacle > Standard |  | Level 3 > Hall III | Specified |  | 5afc2dec-1aa6-4277-9d87-da2d1f826fdc-0006fbef
457791 | Electrical Fixtures > M_Duplex Receptacle > Standard |  | Level 3 > Hall III | Specified |  | 5afc2dec-1aa6-4277-9d87-da2d1f826fdc-0006fc3f
457792 | Electrical Fixtures > M_Duplex Receptacle > Standard |  | Level 3 > Hall III | Specified |  | 5afc2dec-1aa6-4277-9d87-da2d1f826fdc-0006fc40
457567 | Electrical Fixtures > M_Duplex Receptacle > Standard |  | Level 3 > Hall IV | Specified |  | 5afc2dec-1aa6-4277-9d87-da2d1f826fdc-0006fb5f
457573 | Electrical Fixtures > M_Duplex Receptacle > Standard |  | Level 3 > Hall IV | Specified |  | 5afc2dec-1aa6-4277-9d87-da2d1f826fdc-0006fb65
457661 | Electrical Fixtures > M_Duplex Receptacle > Standard |  | Level 3 > Hall IV | Specified |  | 5afc2dec-1aa6-4277-9d87-da2d1f826fdc-0006fbbd
457667 | Electrical Fixtures > M_Duplex Receptacle > Standard |  | Level 3 > Hall IV | Specified |  | 5afc2dec-1aa6-4277-9d87-da2d1f826fdc-0006fbc3
457718 | Electrical Fixtures > M_Duplex Receptacle > Standard |  | Level 3 > Hall IV | Specified |  | 5afc2dec-1aa6-4277-9d87-da2d1f826fdc-0006fbf6
457720 | Electrical Fixtures > M_Duplex Receptacle > Standard |  | Level 3 > Hall IV | Specified |  | 5afc2dec-1aa6-4277-9d87-da2d1f826fdc-0006fbf8
457800 | Electrical Fixtures > M_Duplex Receptacle > Standard |  | Level 3 > Hall IV | Specified |  | 5afc2dec-1aa6-4277-9d87-da2d1f826fdc-0006fc48
457801 | Electrical Fixtures > M_Duplex Receptacle > Standard |  | Level 3 > Hall IV | Specified |  | 5afc2dec-1aa6-4277-9d87-da2d1f826fdc-0006fc49
456086 | Electrical Fixtures > M_Duplex Receptacle > Standard |  | Level 3 > Hall IX | Specified |  | c59e7c0c-b35d-44aa-9a0b-0fe7965f2865-0006f596
456103 | Electrical Fixtures > M_Duplex Receptacle > Standard |  | Level 3 > Hall IX | Specified |  | c59e7c0c-b35d-44aa-9a0b-0fe7965f2865-0006f5a7
456145 | Electrical Fixtures > M_Duplex Receptacle > Standard |  | Level 3 > Hall IX | Specified |  | c59e7c0c-b35d-44aa-9a0b-0fe7965f2865-0006f5d1
456147 | Electrical Fixtures > M_Duplex Receptacle > Standard |  | Level 3 > Hall IX | Specified |  | c59e7c0c-b35d-44aa-9a0b-0fe7965f2865-0006f5d3
456174 | Electrical Fixtures > M_Duplex Receptacle > Standard |  | Level 3 > Hall IX | Specified |  | c59e7c0c-b35d-44aa-9a0b-0fe7965f2865-0006f5ee
456200 | Electrical Fixtures > M_Duplex Receptacle > Standard |  | Level 3 > Hall IX | Specified |  | c59e7c0c-b35d-44aa-9a0b-0fe7965f2865-0006f608
456293 | Electrical Fixtures > M_Duplex Receptacle > Standard |  | Level 3 > Hall IX | Specified |  | c59e7c0c-b35d-44aa-9a0b-0fe7965f2865-0006f665
456294 | Electrical Fixtures > M_Duplex Receptacle > Standard |  | Level 3 > Hall IX | Specified |  | c59e7c0c-b35d-44aa-9a0b-0fe7965f2865-0006f666
457606 | Electrical Fixtures > M_Duplex Receptacle > Standard |  | Level 3 > Hall V | Specified |  | 5afc2dec-1aa6-4277-9d87-da2d1f826fdc-0006fb86
457612 | Electrical Fixtures > M_Duplex Receptacle > Standard |  | Level 3 > Hall V | Specified |  | 5afc2dec-1aa6-4277-9d87-da2d1f826fdc-0006fb8c
457673 | Electrical Fixtures > M_Duplex Receptacle > Standard |  | Level 3 > Hall V | Specified |  | 5afc2dec-1aa6-4277-9d87-da2d1f826fdc-0006fbc9
457679 | Electrical Fixtures > M_Duplex Receptacle > Standard |  | Level 3 > Hall V | Specified |  | 5afc2dec-1aa6-4277-9d87-da2d1f826fdc-0006fbcf
457733 | Electrical Fixtures > M_Duplex Receptacle > Standard |  | Level 3 > Hall V | Specified |  | 5afc2dec-1aa6-4277-9d87-da2d1f826fdc-0006fc05
457735 | Electrical Fixtures > M_Duplex Receptacle > Standard |  | Level 3 > Hall V | Specified |  | 5afc2dec-1aa6-4277-9d87-da2d1f826fdc-0006fc07
457809 | Electrical Fixtures > M_Duplex Receptacle > Standard |  | Level 3 > Hall V | Specified |  | 5afc2dec-1aa6-4277-9d87-da2d1f826fdc-0006fc51
457810 | Electrical Fixtures > M_Duplex Receptacle > Standard |  | Level 3 > Hall V | Specified |  | 5afc2dec-1aa6-4277-9d87-da2d1f826fdc-0006fc52
455925 | Electrical Fixtures > M_Duplex Receptacle > Standard |  | Level 3 > Hall VI | Specified |  | c59e7c0c-b35d-44aa-9a0b-0fe7965f2865-0006f4f5
455927 | Electrical Fixtures > M_Duplex Receptacle > Standard |  | Level 3 > Hall VI | Specified |  | c59e7c0c-b35d-44aa-9a0b-0fe7965f2865-0006f4f7
455939 | Electrical Fixtures > M_Duplex Receptacle > Standard |  | Level 3 > Hall VI | Specified |  | c59e7c0c-b35d-44aa-9a0b-0fe7965f2865-0006f503
455941 | Electrical Fixtures > M_Duplex Receptacle > Standard |  | Level 3 > Hall VI | Specified |  | c59e7c0c-b35d-44aa-9a0b-0fe7965f2865-0006f505
455955 | Electrical Fixtures > M_Duplex Receptacle > Standard |  | Level 3 > Hall VI | Specified |  | c59e7c0c-b35d-44aa-9a0b-0fe7965f2865-0006f513
455957 | Electrical Fixtures > M_Duplex Receptacle > Standard |  | Level 3 > Hall VI | Specified |  | c59e7c0c-b35d-44aa-9a0b-0fe7965f2865-0006f515
456041 | Electrical Fixtures > M_Duplex Receptacle > Standard |  | Level 3 > Hall VI | Specified |  | c59e7c0c-b35d-44aa-9a0b-0fe7965f2865-0006f569
456043 | Electrical Fixtures > M_Duplex Receptacle > Standard |  | Level 3 > Hall VI | Specified |  | c59e7c0c-b35d-44aa-9a0b-0fe7965f2865-0006f56b
455845 | Electrical Fixtures > M_Duplex Receptacle > Standard |  | Level 3 > Hall VII | Specified |  | c59e7c0c-b35d-44aa-9a0b-0fe7965f2865-0006f4a5
455847 | Electrical Fixtures > M_Duplex Receptacle > Standard |  | Level 3 > Hall VII | Specified |  | c59e7c0c-b35d-44aa-9a0b-0fe7965f2865-0006f4a7
455873 | Electrical Fixtures > M_Duplex Receptacle > Standard |  | Level 3 > Hall VII | Specified |  | c59e7c0c-b35d-44aa-9a0b-0fe7965f2865-0006f4c1
455875 | Electrical Fixtures > M_Duplex Receptacle > Standard |  | Level 3 > Hall VII | Specified |  | c59e7c0c-b35d-44aa-9a0b-0fe7965f2865-0006f4c3
456028 | Electrical Fixtures > M_Duplex Receptacle > Standard |  | Level 3 > Hall VII | Specified |  | c59e7c0c-b35d-44aa-9a0b-0fe7965f2865-0006f55c
456030 | Electrical Fixtures > M_Duplex Receptacle > Standard |  | Level 3 > Hall VII | Specified |  | c59e7c0c-b35d-44aa-9a0b-0fe7965f2865-0006f55e
455502 | Electrical Fixtures > M_Duplex Receptacle > Standard |  | Level 3 > Hall VIII | Specified |  | c59e7c0c-b35d-44aa-9a0b-0fe7965f2865-0006f34e
455649 | Electrical Fixtures > M_Duplex Receptacle > Standard |  | Level 3 > Hall VIII | Specified |  | c59e7c0c-b35d-44aa-9a0b-0fe7965f2865-0006f3e1
455678 | Electrical Fixtures > M_Duplex Receptacle > Standard |  | Level 3 > Hall VIII | Specified |  | c59e7c0c-b35d-44aa-9a0b-0fe7965f2865-0006f3fe
455725 | Electrical Fixtures > M_Duplex Receptacle > Standard |  | Level 3 > Hall VIII | Specified |  | c59e7c0c-b35d-44aa-9a0b-0fe7965f2865-0006f42d
455737 | Electrical Fixtures > M_Duplex Receptacle > Standard |  | Level 3 > Hall VIII | Specified |  | c59e7c0c-b35d-44aa-9a0b-0fe7965f2865-0006f439
455783 | Electrical Fixtures > M_Duplex Receptacle > Standard |  | Level 3 > Hall VIII | Specified |  | c59e7c0c-b35d-44aa-9a0b-0fe7965f2865-0006f467
455810 | Electrical Fixtures > M_Duplex Receptacle > Standard |  | Level 3 > Hall VIII | Specified |  | c59e7c0c-b35d-44aa-9a0b-0fe7965f2865-0006f482
456325 | Electrical Fixtures > M_Duplex Receptacle > Standard |  | Level 3 > Hall X | Specified |  | 5afc2dec-1aa6-4277-9d87-da2d1f826fdc-0006f685
456326 | Electrical Fixtures > M_Duplex Receptacle > Standard |  | Level 3 > Hall X | Specified |  | 5afc2dec-1aa6-4277-9d87-da2d1f826fdc-0006f686
456377 | Electrical Fixtures > M_Duplex Receptacle > Standard |  | Level 3 > Hall X | Specified |  | 5afc2dec-1aa6-4277-9d87-da2d1f826fdc-0006f6b9
456383 | Electrical Fixtures > M_Duplex Receptacle > Standard |  | Level 3 > Hall X | Specified |  | 5afc2dec-1aa6-4277-9d87-da2d1f826fdc-0006f6bf
456470 | Electrical Fixtures > M_Duplex Receptacle > Standard |  | Level 3 > Hall X | Specified |  | 5afc2dec-1aa6-4277-9d87-da2d1f826fdc-0006f716
456501 | Electrical Fixtures > M_Duplex Receptacle > Standard |  | Level 3 > Hall X | Specified |  | 5afc2dec-1aa6-4277-9d87-da2d1f826fdc-0006f735
456757 | Electrical Fixtures > M_Duplex Receptacle > Standard |  | Level 3 > Hall X | Specified |  | 5afc2dec-1aa6-4277-9d87-da2d1f826fdc-0006f835
456758 | Electrical Fixtures > M_Duplex Receptacle > Standard |  | Level 3 > Hall X | Specified |  | 5afc2dec-1aa6-4277-9d87-da2d1f826fdc-0006f836
456401 | Electrical Fixtures > M_Duplex Receptacle > Standard |  | Level 3 > Physics | Specified |  | 5afc2dec-1aa6-4277-9d87-da2d1f826fdc-0006f6d1
456560 | Electrical Fixtures > M_Duplex Receptacle > Standard |  | Level 3 > Physics | Specified |  | 5afc2dec-1aa6-4277-9d87-da2d1f826fdc-0006f770
456566 | Electrical Fixtures > M_Duplex Receptacle > Standard |  | Level 3 > Physics | Specified |  | 5afc2dec-1aa6-4277-9d87-da2d1f826fdc-0006f776
456777 | Electrical Fixtures > M_Duplex Receptacle > Standard |  | Level 3 > Physics | Specified |  | 5afc2dec-1aa6-4277-9d87-da2d1f826fdc-0006f849
456778 | Electrical Fixtures > M_Duplex Receptacle > Standard |  | Level 3 > Physics | Specified |  | 5afc2dec-1aa6-4277-9d87-da2d1f826fdc-0006f84a
456998 | Electrical Fixtures > M_Duplex Receptacle > Standard |  | Level 3 > Physics | Specified |  | 5afc2dec-1aa6-4277-9d87-da2d1f826fdc-0006f926
456999 | Electrical Fixtures > M_Duplex Receptacle > Standard |  | Level 3 > Physics | Specified |  | 5afc2dec-1aa6-4277-9d87-da2d1f826fdc-0006f927
456061 | Electrical Fixtures > M_Duplex Receptacle > Standard |  | Level 3 > Preparation | Specified |  | c59e7c0c-b35d-44aa-9a0b-0fe7965f2865-0006f57d
456087 | Electrical Fixtures > M_Duplex Receptacle > Standard |  | Level 3 > Preparation | Specified |  | c59e7c0c-b35d-44aa-9a0b-0fe7965f2865-0006f597
457065 | Electrical Fixtures > M_Duplex Receptacle > Standard |  | Level 3 > Reserve | Specified |  | 5afc2dec-1aa6-4277-9d87-da2d1f826fdc-0006f969
457140 | Electrical Fixtures > M_Duplex Receptacle > Standard |  | Level 3 > Reserve | Specified |  | 5afc2dec-1aa6-4277-9d87-da2d1f826fdc-0006f9b4
457141 | Electrical Fixtures > M_Duplex Receptacle > Standard |  | Level 3 > Reserve | Specified |  | 5afc2dec-1aa6-4277-9d87-da2d1f826fdc-0006f9b5
457153 | Electrical Fixtures > M_Duplex Receptacle > Standard |  | Level 3 > Reserve | Specified |  | 5afc2dec-1aa6-4277-9d87-da2d1f826fdc-0006f9c1
457210 | Electrical Fixtures > M_Duplex Receptacle > Standard |  | Level 3 > Reserve | Specified |  | 5afc2dec-1aa6-4277-9d87-da2d1f826fdc-0006f9fa
457212 | Electrical Fixtures > M_Duplex Receptacle > Standard |  | Level 3 > Reserve | Specified |  | 5afc2dec-1aa6-4277-9d87-da2d1f826fdc-0006f9fc
458640 | Electrical Fixtures > M_Quadruplex Receptacle > Plain |  | Level 2 > Copy | Specified |  | b6a10bd8-c3a6-415f-9b11-1deb7ae448e2-0006ff90
452699 | Lighting Devices > M_Lighting Switches > Single Pole |  | Level 1 > Archive | Specified |  | e16114b1-3e00-4772-899a-854cadacc959-0006e85b
452792 | Lighting Devices > M_Lighting Switches > Single Pole |  | Level 1 > Technology | Specified |  | e16114b1-3e00-4772-899a-854cadacc959-0006e8b8
452731 | Lighting Devices > M_Lighting Switches > Single Pole |  | Level 1 > WC | Specified |  | e16114b1-3e00-4772-899a-854cadacc959-0006e87b
440668 | Lighting Devices > M_Lighting Switches > Single Pole |  | Level 2 > WC D I | Specified |  | 9bb81276-09be-4795-9e22-aa1e20329f1a-0006b95c
441960 | Lighting Devices > M_Lighting Switches > Single Pole |  | Level 2 > WC D II | Specified |  | 9bb81276-09be-4795-9e22-aa1e20329f1a-0006be68
440544 | Lighting Devices > M_Lighting Switches > Single Pole |  | Level 2 > WC H I | Specified |  | 9bb81276-09be-4795-9e22-aa1e20329f1a-0006b8e0
438062 | Lighting Devices > M_Lighting Switches > Single Pole |  | Level 2 > WC H II | Specified |  | 9bb81276-09be-4795-9e22-aa1e20329f1a-0006af2e
502464 | Lighting Devices > M_Lighting Switches > Single Pole |  | Level 3 > WC D I | Specified |  | 7ad39b34-2a63-4e37-9d53-037335a7a735-0007aac0
502446 | Lighting Devices > M_Lighting Switches > Single Pole |  | Level 3 > WC H I | Specified |  | 7ad39b34-2a63-4e37-9d53-037335a7a735-0007aaae
451553 | Lighting Devices > M_Wall Occupancy Sensor - Regular Voltage > Passive Infrared - 277 V |  | Level 1 > Archive | Specified |  | e16114b1-3e00-4772-899a-854cadacc959-0006e3e1
450175 | Lighting Devices > M_Wall Occupancy Sensor - Regular Voltage > Passive Infrared - 277 V |  | Level 1 > CH/PH I | Specified |  | e16114b1-3e00-4772-899a-854cadacc959-0006de7f
449921 | Lighting Devices > M_Wall Occupancy Sensor - Regular Voltage > Passive Infrared - 277 V |  | Level 1 > CH/PH Stock | Specified |  | e16114b1-3e00-4772-899a-854cadacc959-0006dd81
452006 | Lighting Devices > M_Wall Occupancy Sensor - Regular Voltage > Passive Infrared - 277 V |  | Level 1 > Cleaning I | Specified |  | e16114b1-3e00-4772-899a-854cadacc959-0006e5a6
452219 | Lighting Devices > M_Wall Occupancy Sensor - Regular Voltage > Passive Infrared - 277 V |  | Level 1 > Cleaning II | Specified |  | e16114b1-3e00-4772-899a-854cadacc959-0006e67b
448880 | Lighting Devices > M_Wall Occupancy Sensor - Regular Voltage > Passive Infrared - 277 V |  | Level 1 > Leader I | Specified |  | e16114b1-3e00-4772-899a-854cadacc959-0006d970
448919 | Lighting Devices > M_Wall Occupancy Sensor - Regular Voltage > Passive Infrared - 277 V |  | Level 1 > Leader II | Specified |  | e16114b1-3e00-4772-899a-854cadacc959-0006d997
451046 | Lighting Devices > M_Wall Occupancy Sensor - Regular Voltage > Passive Infrared - 277 V |  | Level 1 > MZR | Specified |  | e16114b1-3e00-4772-899a-854cadacc959-0006e1e6
450499 | Lighting Devices > M_Wall Occupancy Sensor - Regular Voltage > Passive Infrared - 277 V |  | Level 1 > Stock I | Specified |  | e16114b1-3e00-4772-899a-854cadacc959-0006dfc3
449844 | Lighting Devices > M_Wall Occupancy Sensor - Regular Voltage > Passive Infrared - 277 V |  | Level 1 > Stock II | Specified |  | e16114b1-3e00-4772-899a-854cadacc959-0006dd34
452442 | Lighting Devices > M_Wall Occupancy Sensor - Regular Voltage > Passive Infrared - 277 V |  | Level 1 > Technology | Specified |  | e16114b1-3e00-4772-899a-854cadacc959-0006e75a
451795 | Lighting Devices > M_Wall Occupancy Sensor - Regular Voltage > Passive Infrared - 277 V |  | Level 1 > Washing Room I | Specified |  | e16114b1-3e00-4772-899a-854cadacc959-0006e4d3
452308 | Lighting Devices > M_Wall Occupancy Sensor - Regular Voltage > Passive Infrared - 277 V |  | Level 1 > Washing Room II | Specified |  | e16114b1-3e00-4772-899a-854cadacc959-0006e6d4
450758 | Lighting Devices > M_Wall Occupancy Sensor - Regular Voltage > Passive Infrared - 277 V |  | Level 1 > Workshop I | Specified |  | e16114b1-3e00-4772-899a-854cadacc959-0006e0c6
448998 | Lighting Devices > M_Wall Occupancy Sensor - Regular Voltage > Passive Infrared - 277 V |  | Level 1 > Workshop II | Specified |  | e16114b1-3e00-4772-899a-854cadacc959-0006d9e6
449486 | Lighting Devices > M_Wall Occupancy Sensor - Regular Voltage > Passive Infrared - 277 V |  | Level 1 > Workshop III | Specified |  | e16114b1-3e00-4772-899a-854cadacc959-0006dbce
449621 | Lighting Devices > M_Wall Occupancy Sensor - Regular Voltage > Passive Infrared - 277 V |  | Level 1 > Workshop IV | Specified |  | e16114b1-3e00-4772-899a-854cadacc959-0006dc55
449794 | Lighting Devices > M_Wall Occupancy Sensor - Regular Voltage > Passive Infrared - 277 V |  | Level 1 > Workshop V | Specified |  | e16114b1-3e00-4772-899a-854cadacc959-0006dd02
440226 | Lighting Devices > M_Wall Occupancy Sensor - Regular Voltage > Passive Infrared - 277 V |  | Level 2 > Admin | Specified |  | 9bb81276-09be-4795-9e22-aa1e20329f1a-0006b7a2
441125 | Lighting Devices > M_Wall Occupancy Sensor - Regular Voltage > Passive Infrared - 277 V |  | Level 2 > Cleaning | Specified |  | 9bb81276-09be-4795-9e22-aa1e20329f1a-0006bb25
438026 | Lighting Devices > M_Wall Occupancy Sensor - Regular Voltage > Passive Infrared - 277 V |  | Level 2 > Copy | Specified |  | 9bb81276-09be-4795-9e22-aa1e20329f1a-0006af0a
439162 | Lighting Devices > M_Wall Occupancy Sensor - Regular Voltage > Passive Infrared - 277 V |  | Level 2 > Doctor | Specified |  | 9bb81276-09be-4795-9e22-aa1e20329f1a-0006b37a
441511 | Lighting Devices > M_Wall Occupancy Sensor - Regular Voltage > Passive Infrared - 277 V |  | Level 2 > EDP I | Specified |  | 9bb81276-09be-4795-9e22-aa1e20329f1a-0006bca7
439263 | Lighting Devices > M_Wall Occupancy Sensor - Regular Voltage > Passive Infrared - 277 V |  | Level 2 > EDP II | Specified |  | 9bb81276-09be-4795-9e22-aa1e20329f1a-0006b3df
439598 | Lighting Devices > M_Wall Occupancy Sensor - Regular Voltage > Passive Infrared - 277 V |  | Level 2 > EDP II | Specified |  | 9bb81276-09be-4795-9e22-aa1e20329f1a-0006b52e
439790 | Lighting Devices > M_Wall Occupancy Sensor - Regular Voltage > Passive Infrared - 277 V |  | Level 2 > EDP II | Specified |  | 9bb81276-09be-4795-9e22-aa1e20329f1a-0006b5ee
440013 | Lighting Devices > M_Wall Occupancy Sensor - Regular Voltage > Passive Infrared - 277 V |  | Level 2 > EDP IV | Specified |  | 9bb81276-09be-4795-9e22-aa1e20329f1a-0006b6cd
441647 | Lighting Devices > M_Wall Occupancy Sensor - Regular Voltage > Passive Infrared - 277 V |  | Level 2 > EDP Management | Specified |  | 9bb81276-09be-4795-9e22-aa1e20329f1a-0006bd2f
540460 | Lighting Devices > M_Wall Occupancy Sensor - Regular Voltage > Passive Infrared - 277 V |  | Level 2 > Laboratory I | Specified |  | f2e74d59-4f85-42bf-a9d8-0f0d6bbc4271-00083f2c
540469 | Lighting Devices > M_Wall Occupancy Sensor - Regular Voltage > Passive Infrared - 277 V |  | Level 2 > Laboratory II | Specified |  | f2e74d59-4f85-42bf-a9d8-0f0d6bbc4271-00083f35
438778 | Lighting Devices > M_Wall Occupancy Sensor - Regular Voltage > Passive Infrared - 277 V |  | Level 2 > Leader | Specified |  | 9bb81276-09be-4795-9e22-aa1e20329f1a-0006b1fa
441441 | Lighting Devices > M_Wall Occupancy Sensor - Regular Voltage > Passive Infrared - 277 V |  | Level 2 > Meeting Room I | Specified |  | 9bb81276-09be-4795-9e22-aa1e20329f1a-0006bc61
439016 | Lighting Devices > M_Wall Occupancy Sensor - Regular Voltage > Passive Infrared - 277 V |  | Level 2 > Secretary | Specified |  | 9bb81276-09be-4795-9e22-aa1e20329f1a-0006b2e8
441808 | Lighting Devices > M_Wall Occupancy Sensor - Regular Voltage > Passive Infrared - 277 V |  | Level 2 > Server Space | Specified |  | 9bb81276-09be-4795-9e22-aa1e20329f1a-0006bdd0
438198 | Lighting Devices > M_Wall Occupancy Sensor - Regular Voltage > Passive Infrared - 277 V |  | Level 2 > Staff Rom | Specified |  | 9bb81276-09be-4795-9e22-aa1e20329f1a-0006afb6
438697 | Lighting Devices > M_Wall Occupancy Sensor - Regular Voltage > Passive Infrared - 277 V |  | Level 2 > Staff Rom | Specified |  | 9bb81276-09be-4795-9e22-aa1e20329f1a-0006b1a9
440488 | Lighting Devices > M_Wall Occupancy Sensor - Regular Voltage > Passive Infrared - 277 V |  | Level 2 > Stock | Specified |  | 9bb81276-09be-4795-9e22-aa1e20329f1a-0006b8a8
441194 | Lighting Devices > M_Wall Occupancy Sensor - Regular Voltage > Passive Infrared - 277 V |  | Level 2 > Student Council | Specified |  | 9bb81276-09be-4795-9e22-aa1e20329f1a-0006bb6a
501391 | Lighting Devices > M_Wall Occupancy Sensor - Regular Voltage > Passive Infrared - 277 V |  | Level 3 > Auditorium I | Specified |  | 7ad39b34-2a63-4e37-9d53-037335a7a735-0007a68f
501662 | Lighting Devices > M_Wall Occupancy Sensor - Regular Voltage > Passive Infrared - 277 V |  | Level 3 > Auditorium II | Specified |  | 7ad39b34-2a63-4e37-9d53-037335a7a735-0007a79e
501043 | Lighting Devices > M_Wall Occupancy Sensor - Regular Voltage > Passive Infrared - 277 V |  | Level 3 > Chemistry | Specified |  | 7ad39b34-2a63-4e37-9d53-037335a7a735-0007a533
501823 | Lighting Devices > M_Wall Occupancy Sensor - Regular Voltage > Passive Infrared - 277 V |  | Level 3 > Hall I | Specified |  | 7ad39b34-2a63-4e37-9d53-037335a7a735-0007a83f
501928 | Lighting Devices > M_Wall Occupancy Sensor - Regular Voltage > Passive Infrared - 277 V |  | Level 3 > Hall II | Specified |  | 7ad39b34-2a63-4e37-9d53-037335a7a735-0007a8a8
502011 | Lighting Devices > M_Wall Occupancy Sensor - Regular Voltage > Passive Infrared - 277 V |  | Level 3 > Hall III | Specified |  | 7ad39b34-2a63-4e37-9d53-037335a7a735-0007a8fb
502253 | Lighting Devices > M_Wall Occupancy Sensor - Regular Voltage > Passive Infrared - 277 V |  | Level 3 > Hall IV | Specified |  | 7ad39b34-2a63-4e37-9d53-037335a7a735-0007a9ed
500458 | Lighting Devices > M_Wall Occupancy Sensor - Regular Voltage > Passive Infrared - 277 V |  | Level 3 > Hall IX | Specified |  | 7ad39b34-2a63-4e37-9d53-037335a7a735-0007a2ea
502316 | Lighting Devices > M_Wall Occupancy Sensor - Regular Voltage > Passive Infrared - 277 V |  | Level 3 > Hall V | Specified |  | 7ad39b34-2a63-4e37-9d53-037335a7a735-0007aa2c
500295 | Lighting Devices > M_Wall Occupancy Sensor - Regular Voltage > Passive Infrared - 277 V |  | Level 3 > Hall VI | Specified |  | 7ad39b34-2a63-4e37-9d53-037335a7a735-0007a247
500227 | Lighting Devices > M_Wall Occupancy Sensor - Regular Voltage > Passive Infrared - 277 V |  | Level 3 > Hall VII | Specified |  | 7ad39b34-2a63-4e37-9d53-037335a7a735-0007a203
500207 | Lighting Devices > M_Wall Occupancy Sensor - Regular Voltage > Passive Infrared - 277 V |  | Level 3 > Hall VIII | Specified |  | 7ad39b34-2a63-4e37-9d53-037335a7a735-0007a1ef
500954 | Lighting Devices > M_Wall Occupancy Sensor - Regular Voltage > Passive Infrared - 277 V |  | Level 3 > Hall X | Specified |  | 7ad39b34-2a63-4e37-9d53-037335a7a735-0007a4da
501280 | Lighting Devices > M_Wall Occupancy Sensor - Regular Voltage > Passive Infrared - 277 V |  | Level 3 > Physics | Specified |  | 7ad39b34-2a63-4e37-9d53-037335a7a735-0007a620
501728 | Lighting Devices > M_Wall Occupancy Sensor - Regular Voltage > Passive Infrared - 277 V |  | Level 3 > Reserve | Specified |  | 7ad39b34-2a63-4e37-9d53-037335a7a735-0007a7e0
431863 | Lighting Fixtures > M_Pendant Light - Linear - 2 Lamp > 1200mm - 277V |  | Level 2 > Staff Rom | Specified |  | ea402d11-e821-4914-8cc6-979fce3f7807-000696f7
431864 | Lighting Fixtures > M_Pendant Light - Linear - 2 Lamp > 1200mm - 277V |  | Level 2 > Staff Rom | Specified |  | ea402d11-e821-4914-8cc6-979fce3f7807-000696f8
431865 | Lighting Fixtures > M_Pendant Light - Linear - 2 Lamp > 1200mm - 277V |  | Level 2 > Staff Rom | Specified |  | ea402d11-e821-4914-8cc6-979fce3f7807-000696f9
431866 | Lighting Fixtures > M_Pendant Light - Linear - 2 Lamp > 1200mm - 277V |  | Level 2 > Staff Rom | Specified |  | ea402d11-e821-4914-8cc6-979fce3f7807-000696fa
431938 | Lighting Fixtures > M_Pendant Light - Linear - 2 Lamp > 1200mm - 277V |  | Level 2 > Staff Rom | Specified |  | ea402d11-e821-4914-8cc6-979fce3f7807-00069742
431939 | Lighting Fixtures > M_Pendant Light - Linear - 2 Lamp > 1200mm - 277V |  | Level 2 > Staff Rom | Specified |  | ea402d11-e821-4914-8cc6-979fce3f7807-00069743
431940 | Lighting Fixtures > M_Pendant Light - Linear - 2 Lamp > 1200mm - 277V |  | Level 2 > Staff Rom | Specified |  | ea402d11-e821-4914-8cc6-979fce3f7807-00069744
431941 | Lighting Fixtures > M_Pendant Light - Linear - 2 Lamp > 1200mm - 277V |  | Level 2 > Staff Rom | Specified |  | ea402d11-e821-4914-8cc6-979fce3f7807-00069745
432196 | Lighting Fixtures > M_Plain Recessed Lighting Fixture > 600x600 - 277 |  | Level 2 > Admin | Specified |  | 9d4b10e9-3837-4beb-bb5a-2ae9af9cc884-00069844
432236 | Lighting Fixtures > M_Plain Recessed Lighting Fixture > 600x600 - 277 |  | Level 2 > Admin | Specified |  | 9d4b10e9-3837-4beb-bb5a-2ae9af9cc884-0006986c
442302 | Lighting Fixtures > M_Plain Recessed Lighting Fixture > 600x600 - 277 |  | Level 2 > Admin | Specified |  | 9bb81276-09be-4795-9e22-aa1e20329f1a-0006bfbe
431703 | Lighting Fixtures > M_Plain Recessed Lighting Fixture > 600x600 - 277 |  | Level 2 > Archive | Specified |  | ea402d11-e821-4914-8cc6-979fce3f7807-00069657
431705 | Lighting Fixtures > M_Plain Recessed Lighting Fixture > 600x600 - 277 |  | Level 2 > Archive | Specified |  | ea402d11-e821-4914-8cc6-979fce3f7807-00069659
432619 | Lighting Fixtures > M_Plain Recessed Lighting Fixture > 600x600 - 277 |  | Level 2 > Cleaning | Specified |  | 850c1a47-7d59-4ed1-ac04-06a7f3191f09-000699eb
432620 | Lighting Fixtures > M_Plain Recessed Lighting Fixture > 600x600 - 277 |  | Level 2 > Cleaning | Specified |  | 850c1a47-7d59-4ed1-ac04-06a7f3191f09-000699ec
432621 | Lighting Fixtures > M_Plain Recessed Lighting Fixture > 600x600 - 277 |  | Level 2 > Cleaning | Specified |  | 850c1a47-7d59-4ed1-ac04-06a7f3191f09-000699ed
431741 | Lighting Fixtures > M_Plain Recessed Lighting Fixture > 600x600 - 277 |  | Level 2 > Copy | Specified |  | ea402d11-e821-4914-8cc6-979fce3f7807-0006967d
431742 | Lighting Fixtures > M_Plain Recessed Lighting Fixture > 600x600 - 277 |  | Level 2 > Copy | Specified |  | ea402d11-e821-4914-8cc6-979fce3f7807-0006967e
431793 | Lighting Fixtures > M_Plain Recessed Lighting Fixture > 600x600 - 277 |  | Level 2 > Copy | Specified |  | ea402d11-e821-4914-8cc6-979fce3f7807-000696b1
432733 | Lighting Fixtures > M_Plain Recessed Lighting Fixture > 600x600 - 277 |  | Level 2 > EDP I | Specified |  | 850c1a47-7d59-4ed1-ac04-06a7f3191f09-00069a5d
432734 | Lighting Fixtures > M_Plain Recessed Lighting Fixture > 600x600 - 277 |  | Level 2 > EDP I | Specified |  | 850c1a47-7d59-4ed1-ac04-06a7f3191f09-00069a5e
432735 | Lighting Fixtures > M_Plain Recessed Lighting Fixture > 600x600 - 277 |  | Level 2 > EDP I | Specified |  | 850c1a47-7d59-4ed1-ac04-06a7f3191f09-00069a5f
432768 | Lighting Fixtures > M_Plain Recessed Lighting Fixture > 600x600 - 277 |  | Level 2 > EDP I | Specified |  | 850c1a47-7d59-4ed1-ac04-06a7f3191f09-00069a80
432769 | Lighting Fixtures > M_Plain Recessed Lighting Fixture > 600x600 - 277 |  | Level 2 > EDP I | Specified |  | 850c1a47-7d59-4ed1-ac04-06a7f3191f09-00069a81
432770 | Lighting Fixtures > M_Plain Recessed Lighting Fixture > 600x600 - 277 |  | Level 2 > EDP I | Specified |  | 850c1a47-7d59-4ed1-ac04-06a7f3191f09-00069a82
431962 | Lighting Fixtures > M_Plain Recessed Lighting Fixture > 600x600 - 277 |  | Level 2 > EDP II | Specified |  | ea402d11-e821-4914-8cc6-979fce3f7807-0006975a
431963 | Lighting Fixtures > M_Plain Recessed Lighting Fixture > 600x600 - 277 |  | Level 2 > EDP II | Specified |  | ea402d11-e821-4914-8cc6-979fce3f7807-0006975b
431964 | Lighting Fixtures > M_Plain Recessed Lighting Fixture > 600x600 - 277 |  | Level 2 > EDP II | Specified |  | ea402d11-e821-4914-8cc6-979fce3f7807-0006975c
432027 | Lighting Fixtures > M_Plain Recessed Lighting Fixture > 600x600 - 277 |  | Level 2 > EDP II | Specified |  | ea402d11-e821-4914-8cc6-979fce3f7807-0006979b
432044 | Lighting Fixtures > M_Plain Recessed Lighting Fixture > 600x600 - 277 |  | Level 2 > EDP II | Specified |  | ea402d11-e821-4914-8cc6-979fce3f7807-000697ac
432045 | Lighting Fixtures > M_Plain Recessed Lighting Fixture > 600x600 - 277 |  | Level 2 > EDP II | Specified |  | ea402d11-e821-4914-8cc6-979fce3f7807-000697ad
432046 | Lighting Fixtures > M_Plain Recessed Lighting Fixture > 600x600 - 277 |  | Level 2 > EDP II | Specified |  | ea402d11-e821-4914-8cc6-979fce3f7807-000697ae
432047 | Lighting Fixtures > M_Plain Recessed Lighting Fixture > 600x600 - 277 |  | Level 2 > EDP II | Specified |  | ea402d11-e821-4914-8cc6-979fce3f7807-000697af
432066 | Lighting Fixtures > M_Plain Recessed Lighting Fixture > 600x600 - 277 |  | Level 2 > EDP III | Specified |  | 9d4b10e9-3837-4beb-bb5a-2ae9af9cc884-000697c2
432067 | Lighting Fixtures > M_Plain Recessed Lighting Fixture > 600x600 - 277 |  | Level 2 > EDP III | Specified |  | 9d4b10e9-3837-4beb-bb5a-2ae9af9cc884-000697c3
432070 | Lighting Fixtures > M_Plain Recessed Lighting Fixture > 600x600 - 277 |  | Level 2 > EDP III | Specified |  | 9d4b10e9-3837-4beb-bb5a-2ae9af9cc884-000697c6
432071 | Lighting Fixtures > M_Plain Recessed Lighting Fixture > 600x600 - 277 |  | Level 2 > EDP III | Specified |  | 9d4b10e9-3837-4beb-bb5a-2ae9af9cc884-000697c7
432107 | Lighting Fixtures > M_Plain Recessed Lighting Fixture > 600x600 - 277 |  | Level 2 > EDP IV | Specified |  | 9d4b10e9-3837-4beb-bb5a-2ae9af9cc884-000697eb
432108 | Lighting Fixtures > M_Plain Recessed Lighting Fixture > 600x600 - 277 |  | Level 2 > EDP IV | Specified |  | 9d4b10e9-3837-4beb-bb5a-2ae9af9cc884-000697ec
432109 | Lighting Fixtures > M_Plain Recessed Lighting Fixture > 600x600 - 277 |  | Level 2 > EDP IV | Specified |  | 9d4b10e9-3837-4beb-bb5a-2ae9af9cc884-000697ed
432110 | Lighting Fixtures > M_Plain Recessed Lighting Fixture > 600x600 - 277 |  | Level 2 > EDP IV | Specified |  | 9d4b10e9-3837-4beb-bb5a-2ae9af9cc884-000697ee
432111 | Lighting Fixtures > M_Plain Recessed Lighting Fixture > 600x600 - 277 |  | Level 2 > EDP IV | Specified |  | 9d4b10e9-3837-4beb-bb5a-2ae9af9cc884-000697ef
432112 | Lighting Fixtures > M_Plain Recessed Lighting Fixture > 600x600 - 277 |  | Level 2 > EDP IV | Specified |  | 9d4b10e9-3837-4beb-bb5a-2ae9af9cc884-000697f0
432113 | Lighting Fixtures > M_Plain Recessed Lighting Fixture > 600x600 - 277 |  | Level 2 > EDP IV | Specified |  | 9d4b10e9-3837-4beb-bb5a-2ae9af9cc884-000697f1
432114 | Lighting Fixtures > M_Plain Recessed Lighting Fixture > 600x600 - 277 |  | Level 2 > EDP IV | Specified |  | 9d4b10e9-3837-4beb-bb5a-2ae9af9cc884-000697f2
432789 | Lighting Fixtures > M_Plain Recessed Lighting Fixture > 600x600 - 277 |  | Level 2 > EDP Management | Specified |  | 850c1a47-7d59-4ed1-ac04-06a7f3191f09-00069a95
432790 | Lighting Fixtures > M_Plain Recessed Lighting Fixture > 600x600 - 277 |  | Level 2 > EDP Management | Specified |  | 850c1a47-7d59-4ed1-ac04-06a7f3191f09-00069a96
432791 | Lighting Fixtures > M_Plain Recessed Lighting Fixture > 600x600 - 277 |  | Level 2 > EDP Management | Specified |  | 850c1a47-7d59-4ed1-ac04-06a7f3191f09-00069a97
540311 | Lighting Fixtures > M_Plain Recessed Lighting Fixture > 600x600 - 277 |  | Level 2 > Laboratory I | Specified |  | f2e74d59-4f85-42bf-a9d8-0f0d6bbc4271-00083e97
540339 | Lighting Fixtures > M_Plain Recessed Lighting Fixture > 600x600 - 277 |  | Level 2 > Laboratory I | Specified |  | f2e74d59-4f85-42bf-a9d8-0f0d6bbc4271-00083eb3
540350 | Lighting Fixtures > M_Plain Recessed Lighting Fixture > 600x600 - 277 |  | Level 2 > Laboratory I | Specified |  | f2e74d59-4f85-42bf-a9d8-0f0d6bbc4271-00083ebe
540369 | Lighting Fixtures > M_Plain Recessed Lighting Fixture > 600x600 - 277 |  | Level 2 > Laboratory I | Specified |  | f2e74d59-4f85-42bf-a9d8-0f0d6bbc4271-00083ed1
540371 | Lighting Fixtures > M_Plain Recessed Lighting Fixture > 600x600 - 277 |  | Level 2 > Laboratory I | Specified |  | f2e74d59-4f85-42bf-a9d8-0f0d6bbc4271-00083ed3
540372 | Lighting Fixtures > M_Plain Recessed Lighting Fixture > 600x600 - 277 |  | Level 2 > Laboratory I | Specified |  | f2e74d59-4f85-42bf-a9d8-0f0d6bbc4271-00083ed4
540384 | Lighting Fixtures > M_Plain Recessed Lighting Fixture > 600x600 - 277 |  | Level 2 > Laboratory II | Specified |  | f2e74d59-4f85-42bf-a9d8-0f0d6bbc4271-00083ee0
540385 | Lighting Fixtures > M_Plain Recessed Lighting Fixture > 600x600 - 277 |  | Level 2 > Laboratory II | Specified |  | f2e74d59-4f85-42bf-a9d8-0f0d6bbc4271-00083ee1
540386 | Lighting Fixtures > M_Plain Recessed Lighting Fixture > 600x600 - 277 |  | Level 2 > Laboratory II | Specified |  | f2e74d59-4f85-42bf-a9d8-0f0d6bbc4271-00083ee2
432692 | Lighting Fixtures > M_Plain Recessed Lighting Fixture > 600x600 - 277 |  | Level 2 > Meeting Room I | Specified |  | 850c1a47-7d59-4ed1-ac04-06a7f3191f09-00069a34
432693 | Lighting Fixtures > M_Plain Recessed Lighting Fixture > 600x600 - 277 |  | Level 2 > Meeting Room I | Specified |  | 850c1a47-7d59-4ed1-ac04-06a7f3191f09-00069a35
432694 | Lighting Fixtures > M_Plain Recessed Lighting Fixture > 600x600 - 277 |  | Level 2 > Meeting Room I | Specified |  | 850c1a47-7d59-4ed1-ac04-06a7f3191f09-00069a36
431650 | Lighting Fixtures > M_Plain Recessed Lighting Fixture > 600x600 - 277 |  | Level 2 > Meeting Room II | Specified |  | ea402d11-e821-4914-8cc6-979fce3f7807-00069622
431663 | Lighting Fixtures > M_Plain Recessed Lighting Fixture > 600x600 - 277 |  | Level 2 > Meeting Room II | Specified |  | ea402d11-e821-4914-8cc6-979fce3f7807-0006962f
432835 | Lighting Fixtures > M_Plain Recessed Lighting Fixture > 600x600 - 277 |  | Level 2 > Server Space | Specified |  | 850c1a47-7d59-4ed1-ac04-06a7f3191f09-00069ac3
432836 | Lighting Fixtures > M_Plain Recessed Lighting Fixture > 600x600 - 277 |  | Level 2 > Server Space | Specified |  | 850c1a47-7d59-4ed1-ac04-06a7f3191f09-00069ac4
432837 | Lighting Fixtures > M_Plain Recessed Lighting Fixture > 600x600 - 277 |  | Level 2 > Server Space | Specified |  | 850c1a47-7d59-4ed1-ac04-06a7f3191f09-00069ac5
432847 | Lighting Fixtures > M_Plain Recessed Lighting Fixture > 600x600 - 277 |  | Level 2 > Server Space | Specified |  | 850c1a47-7d59-4ed1-ac04-06a7f3191f09-00069acf
432848 | Lighting Fixtures > M_Plain Recessed Lighting Fixture > 600x600 - 277 |  | Level 2 > Server Space | Specified |  | 850c1a47-7d59-4ed1-ac04-06a7f3191f09-00069ad0
432849 | Lighting Fixtures > M_Plain Recessed Lighting Fixture > 600x600 - 277 |  | Level 2 > Server Space | Specified |  | 850c1a47-7d59-4ed1-ac04-06a7f3191f09-00069ad1
431814 | Lighting Fixtures > M_Plain Recessed Lighting Fixture > 600x600 - 277 |  | Level 2 > Staff Rom | Specified |  | ea402d11-e821-4914-8cc6-979fce3f7807-000696c6
431815 | Lighting Fixtures > M_Plain Recessed Lighting Fixture > 600x600 - 277 |  | Level 2 > Staff Rom | Specified |  | ea402d11-e821-4914-8cc6-979fce3f7807-000696c7
431817 | Lighting Fixtures > M_Plain Recessed Lighting Fixture > 600x600 - 277 |  | Level 2 > Staff Rom | Specified |  | ea402d11-e821-4914-8cc6-979fce3f7807-000696c9
431839 | Lighting Fixtures > M_Plain Recessed Lighting Fixture > 600x600 - 277 |  | Level 2 > Staff Rom | Specified |  | ea402d11-e821-4914-8cc6-979fce3f7807-000696df
432304 | Lighting Fixtures > M_Plain Recessed Lighting Fixture > 600x600 - 277 |  | Level 2 > Stock | Specified |  | 9d4b10e9-3837-4beb-bb5a-2ae9af9cc884-000698b0
432305 | Lighting Fixtures > M_Plain Recessed Lighting Fixture > 600x600 - 277 |  | Level 2 > Stock | Specified |  | 9d4b10e9-3837-4beb-bb5a-2ae9af9cc884-000698b1
442292 | Lighting Fixtures > M_Plain Recessed Lighting Fixture > 600x600 - 277 |  | Level 2 > Stock | Specified |  | 9bb81276-09be-4795-9e22-aa1e20329f1a-0006bfb4
432644 | Lighting Fixtures > M_Plain Recessed Lighting Fixture > 600x600 - 277 |  | Level 2 > Student Council | Specified |  | 850c1a47-7d59-4ed1-ac04-06a7f3191f09-00069a04
432645 | Lighting Fixtures > M_Plain Recessed Lighting Fixture > 600x600 - 277 |  | Level 2 > Student Council | Specified |  | 850c1a47-7d59-4ed1-ac04-06a7f3191f09-00069a05
432646 | Lighting Fixtures > M_Plain Recessed Lighting Fixture > 600x600 - 277 |  | Level 2 > Student Council | Specified |  | 850c1a47-7d59-4ed1-ac04-06a7f3191f09-00069a06
432386 | Lighting Fixtures > M_Plain Recessed Lighting Fixture > 600x600 - 277 |  | Level 2 > WC D I | Specified |  | 9d4b10e9-3837-4beb-bb5a-2ae9af9cc884-00069902
432387 | Lighting Fixtures > M_Plain Recessed Lighting Fixture > 600x600 - 277 |  | Level 2 > WC D I | Specified |  | 9d4b10e9-3837-4beb-bb5a-2ae9af9cc884-00069903
442284 | Lighting Fixtures > M_Plain Recessed Lighting Fixture > 600x600 - 277 |  | Level 2 > WC D I | Specified |  | 9bb81276-09be-4795-9e22-aa1e20329f1a-0006bfac
442169 | Lighting Fixtures > M_Plain Recessed Lighting Fixture > 600x600 - 277 |  | Level 2 > WC D II | Specified |  | 9bb81276-09be-4795-9e22-aa1e20329f1a-0006bf39
442199 | Lighting Fixtures > M_Plain Recessed Lighting Fixture > 600x600 - 277 |  | Level 2 > WC D II | Specified |  | 9bb81276-09be-4795-9e22-aa1e20329f1a-0006bf57
432346 | Lighting Fixtures > M_Plain Recessed Lighting Fixture > 600x600 - 277 |  | Level 2 > WC H I | Specified |  | 9d4b10e9-3837-4beb-bb5a-2ae9af9cc884-000698da
432347 | Lighting Fixtures > M_Plain Recessed Lighting Fixture > 600x600 - 277 |  | Level 2 > WC H I | Specified |  | 9d4b10e9-3837-4beb-bb5a-2ae9af9cc884-000698db
442274 | Lighting Fixtures > M_Plain Recessed Lighting Fixture > 600x600 - 277 |  | Level 2 > WC H I | Specified |  | 9bb81276-09be-4795-9e22-aa1e20329f1a-0006bfa2
442160 | Lighting Fixtures > M_Plain Recessed Lighting Fixture > 600x600 - 277 |  | Level 2 > WC H II | Specified |  | 9bb81276-09be-4795-9e22-aa1e20329f1a-0006bf30
442191 | Lighting Fixtures > M_Plain Recessed Lighting Fixture > 600x600 - 277 |  | Level 2 > WC H II | Specified |  | 9bb81276-09be-4795-9e22-aa1e20329f1a-0006bf4f
499683 | Lighting Fixtures > M_Plain Recessed Lighting Fixture > 600x600 - 277 |  | Level 3 > Auditorium I | Specified |  | 405536b1-a68a-478a-8917-6c50af43a2b3-00079fe3
499684 | Lighting Fixtures > M_Plain Recessed Lighting Fixture > 600x600 - 277 |  | Level 3 > Auditorium I | Specified |  | 405536b1-a68a-478a-8917-6c50af43a2b3-00079fe4
499711 | Lighting Fixtures > M_Plain Recessed Lighting Fixture > 600x600 - 277 |  | Level 3 > Auditorium I | Specified |  | 405536b1-a68a-478a-8917-6c50af43a2b3-00079fff
499712 | Lighting Fixtures > M_Plain Recessed Lighting Fixture > 600x600 - 277 |  | Level 3 > Auditorium I | Specified |  | 405536b1-a68a-478a-8917-6c50af43a2b3-0007a000
499499 | Lighting Fixtures > M_Plain Recessed Lighting Fixture > 600x600 - 277 |  | Level 3 > Auditorium II | Specified |  | 405536b1-a68a-478a-8917-6c50af43a2b3-00079f2b
499500 | Lighting Fixtures > M_Plain Recessed Lighting Fixture > 600x600 - 277 |  | Level 3 > Auditorium II | Specified |  | 405536b1-a68a-478a-8917-6c50af43a2b3-00079f2c
499502 | Lighting Fixtures > M_Plain Recessed Lighting Fixture > 600x600 - 277 |  | Level 3 > Auditorium II | Specified |  | 405536b1-a68a-478a-8917-6c50af43a2b3-00079f2e
499503 | Lighting Fixtures > M_Plain Recessed Lighting Fixture > 600x600 - 277 |  | Level 3 > Auditorium II | Specified |  | 405536b1-a68a-478a-8917-6c50af43a2b3-00079f2f
499558 | Lighting Fixtures > M_Plain Recessed Lighting Fixture > 600x600 - 277 |  | Level 3 > Auditorium II | Specified |  | 405536b1-a68a-478a-8917-6c50af43a2b3-00079f66
499559 | Lighting Fixtures > M_Plain Recessed Lighting Fixture > 600x600 - 277 |  | Level 3 > Auditorium II | Specified |  | 405536b1-a68a-478a-8917-6c50af43a2b3-00079f67
499599 | Lighting Fixtures > M_Plain Recessed Lighting Fixture > 600x600 - 277 |  | Level 3 > Auditorium II | Specified |  | 405536b1-a68a-478a-8917-6c50af43a2b3-00079f8f
499600 | Lighting Fixtures > M_Plain Recessed Lighting Fixture > 600x600 - 277 |  | Level 3 > Auditorium II | Specified |  | 405536b1-a68a-478a-8917-6c50af43a2b3-00079f90
499827 | Lighting Fixtures > M_Plain Recessed Lighting Fixture > 600x600 - 277 |  | Level 3 > Chemistry | Specified |  | 405536b1-a68a-478a-8917-6c50af43a2b3-0007a073
499828 | Lighting Fixtures > M_Plain Recessed Lighting Fixture > 600x600 - 277 |  | Level 3 > Chemistry | Specified |  | 405536b1-a68a-478a-8917-6c50af43a2b3-0007a074
499829 | Lighting Fixtures > M_Plain Recessed Lighting Fixture > 600x600 - 277 |  | Level 3 > Chemistry | Specified |  | 405536b1-a68a-478a-8917-6c50af43a2b3-0007a075
499830 | Lighting Fixtures > M_Plain Recessed Lighting Fixture > 600x600 - 277 |  | Level 3 > Chemistry | Specified |  | 405536b1-a68a-478a-8917-6c50af43a2b3-0007a076
499831 | Lighting Fixtures > M_Plain Recessed Lighting Fixture > 600x600 - 277 |  | Level 3 > Chemistry | Specified |  | 405536b1-a68a-478a-8917-6c50af43a2b3-0007a077
499832 | Lighting Fixtures > M_Plain Recessed Lighting Fixture > 600x600 - 277 |  | Level 3 > Chemistry | Specified |  | 405536b1-a68a-478a-8917-6c50af43a2b3-0007a078
499299 | Lighting Fixtures > M_Plain Recessed Lighting Fixture > 600x600 - 277 |  | Level 3 > Hall I | Specified |  | e3d3684d-ad80-4341-b86f-202ce98165cd-00079e63
499300 | Lighting Fixtures > M_Plain Recessed Lighting Fixture > 600x600 - 277 |  | Level 3 > Hall I | Specified |  | e3d3684d-ad80-4341-b86f-202ce98165cd-00079e64
499301 | Lighting Fixtures > M_Plain Recessed Lighting Fixture > 600x600 - 277 |  | Level 3 > Hall I | Specified |  | e3d3684d-ad80-4341-b86f-202ce98165cd-00079e65
499302 | Lighting Fixtures > M_Plain Recessed Lighting Fixture > 600x600 - 277 |  | Level 3 > Hall I | Specified |  | e3d3684d-ad80-4341-b86f-202ce98165cd-00079e66
499303 | Lighting Fixtures > M_Plain Recessed Lighting Fixture > 600x600 - 277 |  | Level 3 > Hall I | Specified |  | e3d3684d-ad80-4341-b86f-202ce98165cd-00079e67
499304 | Lighting Fixtures > M_Plain Recessed Lighting Fixture > 600x600 - 277 |  | Level 3 > Hall I | Specified |  | e3d3684d-ad80-4341-b86f-202ce98165cd-00079e68
499305 | Lighting Fixtures > M_Plain Recessed Lighting Fixture > 600x600 - 277 |  | Level 3 > Hall I | Specified |  | e3d3684d-ad80-4341-b86f-202ce98165cd-00079e69
499306 | Lighting Fixtures > M_Plain Recessed Lighting Fixture > 600x600 - 277 |  | Level 3 > Hall I | Specified |  | e3d3684d-ad80-4341-b86f-202ce98165cd-00079e6a
499264 | Lighting Fixtures > M_Plain Recessed Lighting Fixture > 600x600 - 277 |  | Level 3 > Hall II | Specified |  | e3d3684d-ad80-4341-b86f-202ce98165cd-00079e40
499265 | Lighting Fixtures > M_Plain Recessed Lighting Fixture > 600x600 - 277 |  | Level 3 > Hall II | Specified |  | e3d3684d-ad80-4341-b86f-202ce98165cd-00079e41
499266 | Lighting Fixtures > M_Plain Recessed Lighting Fixture > 600x600 - 277 |  | Level 3 > Hall II | Specified |  | e3d3684d-ad80-4341-b86f-202ce98165cd-00079e42
499267 | Lighting Fixtures > M_Plain Recessed Lighting Fixture > 600x600 - 277 |  | Level 3 > Hall II | Specified |  | e3d3684d-ad80-4341-b86f-202ce98165cd-00079e43
499268 | Lighting Fixtures > M_Plain Recessed Lighting Fixture > 600x600 - 277 |  | Level 3 > Hall II | Specified |  | e3d3684d-ad80-4341-b86f-202ce98165cd-00079e44
499269 | Lighting Fixtures > M_Plain Recessed Lighting Fixture > 600x600 - 277 |  | Level 3 > Hall II | Specified |  | e3d3684d-ad80-4341-b86f-202ce98165cd-00079e45
499270 | Lighting Fixtures > M_Plain Recessed Lighting Fixture > 600x600 - 277 |  | Level 3 > Hall II | Specified |  | e3d3684d-ad80-4341-b86f-202ce98165cd-00079e46
499271 | Lighting Fixtures > M_Plain Recessed Lighting Fixture > 600x600 - 277 |  | Level 3 > Hall II | Specified |  | e3d3684d-ad80-4341-b86f-202ce98165cd-00079e47
499188 | Lighting Fixtures > M_Plain Recessed Lighting Fixture > 600x600 - 277 |  | Level 3 > Hall III | Specified |  | e3d3684d-ad80-4341-b86f-202ce98165cd-00079df4
499189 | Lighting Fixtures > M_Plain Recessed Lighting Fixture > 600x600 - 277 |  | Level 3 > Hall III | Specified |  | e3d3684d-ad80-4341-b86f-202ce98165cd-00079df5
499190 | Lighting Fixtures > M_Plain Recessed Lighting Fixture > 600x600 - 277 |  | Level 3 > Hall III | Specified |  | e3d3684d-ad80-4341-b86f-202ce98165cd-00079df6
499191 | Lighting Fixtures > M_Plain Recessed Lighting Fixture > 600x600 - 277 |  | Level 3 > Hall III | Specified |  | e3d3684d-ad80-4341-b86f-202ce98165cd-00079df7
499192 | Lighting Fixtures > M_Plain Recessed Lighting Fixture > 600x600 - 277 |  | Level 3 > Hall III | Specified |  | e3d3684d-ad80-4341-b86f-202ce98165cd-00079df8
499193 | Lighting Fixtures > M_Plain Recessed Lighting Fixture > 600x600 - 277 |  | Level 3 > Hall III | Specified |  | e3d3684d-ad80-4341-b86f-202ce98165cd-00079df9
499194 | Lighting Fixtures > M_Plain Recessed Lighting Fixture > 600x600 - 277 |  | Level 3 > Hall III | Specified |  | e3d3684d-ad80-4341-b86f-202ce98165cd-00079dfa
499195 | Lighting Fixtures > M_Plain Recessed Lighting Fixture > 600x600 - 277 |  | Level 3 > Hall III | Specified |  | e3d3684d-ad80-4341-b86f-202ce98165cd-00079dfb
499113 | Lighting Fixtures > M_Plain Recessed Lighting Fixture > 600x600 - 277 |  | Level 3 > Hall IV | Specified |  | e3d3684d-ad80-4341-b86f-202ce98165cd-00079da9
499114 | Lighting Fixtures > M_Plain Recessed Lighting Fixture > 600x600 - 277 |  | Level 3 > Hall IV | Specified |  | e3d3684d-ad80-4341-b86f-202ce98165cd-00079daa
499115 | Lighting Fixtures > M_Plain Recessed Lighting Fixture > 600x600 - 277 |  | Level 3 > Hall IV | Specified |  | e3d3684d-ad80-4341-b86f-202ce98165cd-00079dab
499116 | Lighting Fixtures > M_Plain Recessed Lighting Fixture > 600x600 - 277 |  | Level 3 > Hall IV | Specified |  | e3d3684d-ad80-4341-b86f-202ce98165cd-00079dac
499117 | Lighting Fixtures > M_Plain Recessed Lighting Fixture > 600x600 - 277 |  | Level 3 > Hall IV | Specified |  | e3d3684d-ad80-4341-b86f-202ce98165cd-00079dad
499118 | Lighting Fixtures > M_Plain Recessed Lighting Fixture > 600x600 - 277 |  | Level 3 > Hall IV | Specified |  | e3d3684d-ad80-4341-b86f-202ce98165cd-00079dae
499119 | Lighting Fixtures > M_Plain Recessed Lighting Fixture > 600x600 - 277 |  | Level 3 > Hall IV | Specified |  | e3d3684d-ad80-4341-b86f-202ce98165cd-00079daf
499120 | Lighting Fixtures > M_Plain Recessed Lighting Fixture > 600x600 - 277 |  | Level 3 > Hall IV | Specified |  | e3d3684d-ad80-4341-b86f-202ce98165cd-00079db0
499934 | Lighting Fixtures > M_Plain Recessed Lighting Fixture > 600x600 - 277 |  | Level 3 > Hall IX | Specified |  | 405536b1-a68a-478a-8917-6c50af43a2b3-0007a0de
499935 | Lighting Fixtures > M_Plain Recessed Lighting Fixture > 600x600 - 277 |  | Level 3 > Hall IX | Specified |  | 405536b1-a68a-478a-8917-6c50af43a2b3-0007a0df
499936 | Lighting Fixtures > M_Plain Recessed Lighting Fixture > 600x600 - 277 |  | Level 3 > Hall IX | Specified |  | 405536b1-a68a-478a-8917-6c50af43a2b3-0007a0e0
499937 | Lighting Fixtures > M_Plain Recessed Lighting Fixture > 600x600 - 277 |  | Level 3 > Hall IX | Specified |  | 405536b1-a68a-478a-8917-6c50af43a2b3-0007a0e1
499938 | Lighting Fixtures > M_Plain Recessed Lighting Fixture > 600x600 - 277 |  | Level 3 > Hall IX | Specified |  | 405536b1-a68a-478a-8917-6c50af43a2b3-0007a0e2
499939 | Lighting Fixtures > M_Plain Recessed Lighting Fixture > 600x600 - 277 |  | Level 3 > Hall IX | Specified |  | 405536b1-a68a-478a-8917-6c50af43a2b3-0007a0e3
499955 | Lighting Fixtures > M_Plain Recessed Lighting Fixture > 600x600 - 277 |  | Level 3 > Hall IX | Specified |  | 405536b1-a68a-478a-8917-6c50af43a2b3-0007a0f3
499956 | Lighting Fixtures > M_Plain Recessed Lighting Fixture > 600x600 - 277 |  | Level 3 > Hall IX | Specified |  | 405536b1-a68a-478a-8917-6c50af43a2b3-0007a0f4
499968 | Lighting Fixtures > M_Plain Recessed Lighting Fixture > 600x600 - 277 |  | Level 3 > Hall IX | Specified |  | 405536b1-a68a-478a-8917-6c50af43a2b3-0007a100
498911 | Lighting Fixtures > M_Plain Recessed Lighting Fixture > 600x600 - 277 |  | Level 3 > Hall V | Specified |  | e3d3684d-ad80-4341-b86f-202ce98165cd-00079cdf
498941 | Lighting Fixtures > M_Plain Recessed Lighting Fixture > 600x600 - 277 |  | Level 3 > Hall V | Specified |  | e3d3684d-ad80-4341-b86f-202ce98165cd-00079cfd
498954 | Lighting Fixtures > M_Plain Recessed Lighting Fixture > 600x600 - 277 |  | Level 3 > Hall V | Specified |  | e3d3684d-ad80-4341-b86f-202ce98165cd-00079d0a
499041 | Lighting Fixtures > M_Plain Recessed Lighting Fixture > 600x600 - 277 |  | Level 3 > Hall V | Specified |  | e3d3684d-ad80-4341-b86f-202ce98165cd-00079d61
499061 | Lighting Fixtures > M_Plain Recessed Lighting Fixture > 600x600 - 277 |  | Level 3 > Hall V | Specified |  | e3d3684d-ad80-4341-b86f-202ce98165cd-00079d75
499063 | Lighting Fixtures > M_Plain Recessed Lighting Fixture > 600x600 - 277 |  | Level 3 > Hall V | Specified |  | e3d3684d-ad80-4341-b86f-202ce98165cd-00079d77
499064 | Lighting Fixtures > M_Plain Recessed Lighting Fixture > 600x600 - 277 |  | Level 3 > Hall V | Specified |  | e3d3684d-ad80-4341-b86f-202ce98165cd-00079d78
499065 | Lighting Fixtures > M_Plain Recessed Lighting Fixture > 600x600 - 277 |  | Level 3 > Hall V | Specified |  | e3d3684d-ad80-4341-b86f-202ce98165cd-00079d79
500052 | Lighting Fixtures > M_Plain Recessed Lighting Fixture > 600x600 - 277 |  | Level 3 > Hall VI | Specified |  | 405536b1-a68a-478a-8917-6c50af43a2b3-0007a154
500053 | Lighting Fixtures > M_Plain Recessed Lighting Fixture > 600x600 - 277 |  | Level 3 > Hall VI | Specified |  | 405536b1-a68a-478a-8917-6c50af43a2b3-0007a155
500054 | Lighting Fixtures > M_Plain Recessed Lighting Fixture > 600x600 - 277 |  | Level 3 > Hall VI | Specified |  | 405536b1-a68a-478a-8917-6c50af43a2b3-0007a156
500055 | Lighting Fixtures > M_Plain Recessed Lighting Fixture > 600x600 - 277 |  | Level 3 > Hall VI | Specified |  | 405536b1-a68a-478a-8917-6c50af43a2b3-0007a157
500080 | Lighting Fixtures > M_Plain Recessed Lighting Fixture > 600x600 - 277 |  | Level 3 > Hall VI | Specified |  | 405536b1-a68a-478a-8917-6c50af43a2b3-0007a170
500081 | Lighting Fixtures > M_Plain Recessed Lighting Fixture > 600x600 - 277 |  | Level 3 > Hall VI | Specified |  | 405536b1-a68a-478a-8917-6c50af43a2b3-0007a171
500102 | Lighting Fixtures > M_Plain Recessed Lighting Fixture > 600x600 - 277 |  | Level 3 > Hall VII | Specified |  | 405536b1-a68a-478a-8917-6c50af43a2b3-0007a186
500103 | Lighting Fixtures > M_Plain Recessed Lighting Fixture > 600x600 - 277 |  | Level 3 > Hall VII | Specified |  | 405536b1-a68a-478a-8917-6c50af43a2b3-0007a187
500104 | Lighting Fixtures > M_Plain Recessed Lighting Fixture > 600x600 - 277 |  | Level 3 > Hall VII | Specified |  | 405536b1-a68a-478a-8917-6c50af43a2b3-0007a188
500105 | Lighting Fixtures > M_Plain Recessed Lighting Fixture > 600x600 - 277 |  | Level 3 > Hall VII | Specified |  | 405536b1-a68a-478a-8917-6c50af43a2b3-0007a189
500140 | Lighting Fixtures > M_Plain Recessed Lighting Fixture > 600x600 - 277 |  | Level 3 > Hall VII | Specified |  | 405536b1-a68a-478a-8917-6c50af43a2b3-0007a1ac
500141 | Lighting Fixtures > M_Plain Recessed Lighting Fixture > 600x600 - 277 |  | Level 3 > Hall VII | Specified |  | 405536b1-a68a-478a-8917-6c50af43a2b3-0007a1ad
500161 | Lighting Fixtures > M_Plain Recessed Lighting Fixture > 600x600 - 277 |  | Level 3 > Hall VIII | Specified |  | 405536b1-a68a-478a-8917-6c50af43a2b3-0007a1c1
500162 | Lighting Fixtures > M_Plain Recessed Lighting Fixture > 600x600 - 277 |  | Level 3 > Hall VIII | Specified |  | 405536b1-a68a-478a-8917-6c50af43a2b3-0007a1c2
500164 | Lighting Fixtures > M_Plain Recessed Lighting Fixture > 600x600 - 277 |  | Level 3 > Hall VIII | Specified |  | 405536b1-a68a-478a-8917-6c50af43a2b3-0007a1c4
500165 | Lighting Fixtures > M_Plain Recessed Lighting Fixture > 600x600 - 277 |  | Level 3 > Hall VIII | Specified |  | 405536b1-a68a-478a-8917-6c50af43a2b3-0007a1c5
500195 | Lighting Fixtures > M_Plain Recessed Lighting Fixture > 600x600 - 277 |  | Level 3 > Hall VIII | Specified |  | 405536b1-a68a-478a-8917-6c50af43a2b3-0007a1e3
500196 | Lighting Fixtures > M_Plain Recessed Lighting Fixture > 600x600 - 277 |  | Level 3 > Hall VIII | Specified |  | 405536b1-a68a-478a-8917-6c50af43a2b3-0007a1e4
500197 | Lighting Fixtures > M_Plain Recessed Lighting Fixture > 600x600 - 277 |  | Level 3 > Hall VIII | Specified |  | 405536b1-a68a-478a-8917-6c50af43a2b3-0007a1e5
499901 | Lighting Fixtures > M_Plain Recessed Lighting Fixture > 600x600 - 277 |  | Level 3 > Hall X | Specified |  | 405536b1-a68a-478a-8917-6c50af43a2b3-0007a0bd
499902 | Lighting Fixtures > M_Plain Recessed Lighting Fixture > 600x600 - 277 |  | Level 3 > Hall X | Specified |  | 405536b1-a68a-478a-8917-6c50af43a2b3-0007a0be
499903 | Lighting Fixtures > M_Plain Recessed Lighting Fixture > 600x600 - 277 |  | Level 3 > Hall X | Specified |  | 405536b1-a68a-478a-8917-6c50af43a2b3-0007a0bf
499904 | Lighting Fixtures > M_Plain Recessed Lighting Fixture > 600x600 - 277 |  | Level 3 > Hall X | Specified |  | 405536b1-a68a-478a-8917-6c50af43a2b3-0007a0c0
499905 | Lighting Fixtures > M_Plain Recessed Lighting Fixture > 600x600 - 277 |  | Level 3 > Hall X | Specified |  | 405536b1-a68a-478a-8917-6c50af43a2b3-0007a0c1
499906 | Lighting Fixtures > M_Plain Recessed Lighting Fixture > 600x600 - 277 |  | Level 3 > Hall X | Specified |  | 405536b1-a68a-478a-8917-6c50af43a2b3-0007a0c2
499807 | Lighting Fixtures > M_Plain Recessed Lighting Fixture > 600x600 - 277 |  | Level 3 > Physics | Specified |  | 405536b1-a68a-478a-8917-6c50af43a2b3-0007a05f
499808 | Lighting Fixtures > M_Plain Recessed Lighting Fixture > 600x600 - 277 |  | Level 3 > Physics | Specified |  | 405536b1-a68a-478a-8917-6c50af43a2b3-0007a060
499809 | Lighting Fixtures > M_Plain Recessed Lighting Fixture > 600x600 - 277 |  | Level 3 > Physics | Specified |  | 405536b1-a68a-478a-8917-6c50af43a2b3-0007a061
499810 | Lighting Fixtures > M_Plain Recessed Lighting Fixture > 600x600 - 277 |  | Level 3 > Physics | Specified |  | 405536b1-a68a-478a-8917-6c50af43a2b3-0007a062
499969 | Lighting Fixtures > M_Plain Recessed Lighting Fixture > 600x600 - 277 |  | Level 3 > Preparation | Specified |  | 405536b1-a68a-478a-8917-6c50af43a2b3-0007a101
499326 | Lighting Fixtures > M_Plain Recessed Lighting Fixture > 600x600 - 277 |  | Level 3 > Reserve | Specified |  | e3d3684d-ad80-4341-b86f-202ce98165cd-00079e7e
499327 | Lighting Fixtures > M_Plain Recessed Lighting Fixture > 600x600 - 277 |  | Level 3 > Reserve | Specified |  | e3d3684d-ad80-4341-b86f-202ce98165cd-00079e7f
499360 | Lighting Fixtures > M_Plain Recessed Lighting Fixture > 600x600 - 277 |  | Level 3 > Reserve | Specified |  | e3d3684d-ad80-4341-b86f-202ce98165cd-00079ea0
499361 | Lighting Fixtures > M_Plain Recessed Lighting Fixture > 600x600 - 277 |  | Level 3 > Reserve | Specified |  | e3d3684d-ad80-4341-b86f-202ce98165cd-00079ea1
499636 | Lighting Fixtures > M_Plain Recessed Lighting Fixture > 600x600 - 277 |  | Level 3 > Reserve | Specified |  | 405536b1-a68a-478a-8917-6c50af43a2b3-00079fb4
499638 | Lighting Fixtures > M_Plain Recessed Lighting Fixture > 600x600 - 277 |  | Level 3 > Reserve | Specified |  | 405536b1-a68a-478a-8917-6c50af43a2b3-00079fb6
499412 | Lighting Fixtures > M_Plain Recessed Lighting Fixture > 600x600 - 277 |  | Level 3 > WC D I | Specified |  | e3d3684d-ad80-4341-b86f-202ce98165cd-00079ed4
499413 | Lighting Fixtures > M_Plain Recessed Lighting Fixture > 600x600 - 277 |  | Level 3 > WC D I | Specified |  | e3d3684d-ad80-4341-b86f-202ce98165cd-00079ed5
499401 | Lighting Fixtures > M_Plain Recessed Lighting Fixture > 600x600 - 277 |  | Level 3 > WC H I | Specified |  | e3d3684d-ad80-4341-b86f-202ce98165cd-00079ec9
499402 | Lighting Fixtures > M_Plain Recessed Lighting Fixture > 600x600 - 277 |  | Level 3 > WC H I | Specified |  | e3d3684d-ad80-4341-b86f-202ce98165cd-00079eca
447049 | Lighting Fixtures > M_Sconce Light - Flat Round > 60W - 277V |  | Level 1 > Corridor | Specified |  | e16114b1-3e00-4772-899a-854cadacc959-0006d249
447165 | Lighting Fixtures > M_Sconce Light - Flat Round > 60W - 277V |  | Level 1 > Corridor | Specified |  | e16114b1-3e00-4772-899a-854cadacc959-0006d2bd
447199 | Lighting Fixtures > M_Sconce Light - Flat Round > 60W - 277V |  | Level 1 > Corridor | Specified |  | e16114b1-3e00-4772-899a-854cadacc959-0006d2df
447209 | Lighting Fixtures > M_Sconce Light - Flat Round > 60W - 277V |  | Level 1 > Corridor | Specified |  | e16114b1-3e00-4772-899a-854cadacc959-0006d2e9
447290 | Lighting Fixtures > M_Sconce Light - Flat Round > 60W - 277V |  | Level 1 > Corridor | Specified |  | e16114b1-3e00-4772-899a-854cadacc959-0006d33a
447335 | Lighting Fixtures > M_Sconce Light - Flat Round > 60W - 277V |  | Level 1 > Corridor | Specified |  | e16114b1-3e00-4772-899a-854cadacc959-0006d367
447362 | Lighting Fixtures > M_Sconce Light - Flat Round > 60W - 277V |  | Level 1 > Corridor | Specified |  | e16114b1-3e00-4772-899a-854cadacc959-0006d382
447402 | Lighting Fixtures > M_Sconce Light - Flat Round > 60W - 277V |  | Level 1 > Corridor | Specified |  | e16114b1-3e00-4772-899a-854cadacc959-0006d3aa
447460 | Lighting Fixtures > M_Sconce Light - Flat Round > 60W - 277V |  | Level 1 > Corridor | Specified |  | e16114b1-3e00-4772-899a-854cadacc959-0006d3e4
447473 | Lighting Fixtures > M_Sconce Light - Flat Round > 60W - 277V |  | Level 1 > Corridor | Specified |  | e16114b1-3e00-4772-899a-854cadacc959-0006d3f1
447500 | Lighting Fixtures > M_Sconce Light - Flat Round > 60W - 277V |  | Level 1 > Corridor | Specified |  | e16114b1-3e00-4772-899a-854cadacc959-0006d40c
447512 | Lighting Fixtures > M_Sconce Light - Flat Round > 60W - 277V |  | Level 1 > Corridor | Specified |  | e16114b1-3e00-4772-899a-854cadacc959-0006d418
447562 | Lighting Fixtures > M_Sconce Light - Flat Round > 60W - 277V |  | Level 1 > Corridor | Specified |  | e16114b1-3e00-4772-899a-854cadacc959-0006d44a
447594 | Lighting Fixtures > M_Sconce Light - Flat Round > 60W - 277V |  | Level 1 > Corridor | Specified |  | e16114b1-3e00-4772-899a-854cadacc959-0006d46a
447645 | Lighting Fixtures > M_Sconce Light - Flat Round > 60W - 277V |  | Level 1 > Corridor | Specified |  | e16114b1-3e00-4772-899a-854cadacc959-0006d49d
447773 | Lighting Fixtures > M_Sconce Light - Flat Round > 60W - 277V |  | Level 1 > Leader I | Specified |  | e16114b1-3e00-4772-899a-854cadacc959-0006d51d
448037 | Lighting Fixtures > M_Sconce Light - Flat Round > 60W - 277V |  | Level 1 > Leader II | Specified |  | e16114b1-3e00-4772-899a-854cadacc959-0006d625
453515 | Lighting Fixtures > M_Sconce Light - Flat Round > 60W - 277V |  | Level 1 > Stair I | Specified |  | e16114b1-3e00-4772-899a-854cadacc959-0006eb8b
453524 | Lighting Fixtures > M_Sconce Light - Flat Round > 60W - 277V |  | Level 1 > Stair II | Specified |  | e16114b1-3e00-4772-899a-854cadacc959-0006eb94
453635 | Lighting Fixtures > M_Sconce Light - Flat Round > 60W - 277V |  | Level 1 > Stair III | Specified |  | e16114b1-3e00-4772-899a-854cadacc959-0006ec03
447693 | Lighting Fixtures > M_Sconce Light - Flat Round > 60W - 277V |  | Level 1 > WC D | Specified |  | e16114b1-3e00-4772-899a-854cadacc959-0006d4cd
447707 | Lighting Fixtures > M_Sconce Light - Flat Round > 60W - 277V |  | Level 1 > WC H | Specified |  | e16114b1-3e00-4772-899a-854cadacc959-0006d4db
504174 | Lighting Fixtures > M_Sconce Light - Flat Round > 60W - 277V |  | Level 3 > WC D I | Specified |  | bdb77d02-ff98-4e1d-8d55-db166bcbe906-0007b16e
504167 | Lighting Fixtures > M_Sconce Light - Flat Round > 60W - 277V |  | Level 3 > WC H I | Specified |  | bdb77d02-ff98-4e1d-8d55-db166bcbe906-0007b167
591320 | Mechanical Equipment > M_Water Heater - Tankless > 2.3 L |  | Level 2 > Elevator | Specified |  | 3d39d915-7e35-4a0b-baa3-a5b7159cfd19-000905d8
481927 | Mechanical Equipment > M_WSHP - Horizontal - High Efficiency - 7-18 kW - Right Return - Back Discharge > 11 kW |  | Level 1 > Corridor | Specified |  | c4e10fd9-73d2-40f5-8c9c-6e9f89126565-00075a87